## Sheet1
Návrhový nástroj pro jednotky EHS
[9 empty] | total capacity | 4.55 |  |  |  | Mono R32 400V Climate Hub 260l
| Lokalita | Česká Republika | Praha |  | Název projektu:
[9 empty] | rozeviraci seznam |  |  |  |  | Kč
[5 empty] | Typ systému |  | Mono R32 |  |  |  | 2
vyplnit
[5 empty] | Napájení venkovní jednotky |  | 400V
| Tepelná ztráta | kW | 4.55 | doporučená návrhová teplota na základě lokality je -12°C
| Návrhová venkovní teplota | °C | -12 |  | Zásobník TUV |  | Climate Hub 260l
| Teplota výstupní vody | °C | 50 | pouze do -15°C
[5 empty] | Záložní ohřev | integrovaný | 6 | kW | backup | 6 |  | Integrated
| Teplá užitková voda | Ne |  |  |  |  | 0 | kW |  |  |  | externí
| Pro zohlednění v odhadu spotřeby energie |  |  |  | * v případě vyššího výkonu integrovaného ohřívače, bude pro výpočet použit integrovaný ohřívač
| Počet lidí v domácnosti |  | 4 | [5 empty] | Zde můžete doplnit vlastní ceny energií
| Doporučený objem zásobníku | l | 200
[5 empty] | Přímotop / Elektrický kotel | Účinnost | 93% |  | vlastní cena
[6 empty] | Náklady | 6 | Kč/kWh
0
[5 empty] | Plynový kotel | Účinnost | 84% |  | vlastní cena
[6 empty] | Náklady | 3 | Kč/kWh
| Venkovní jednotka | Vnitřní jednotka | Topný výkon nominální | Topný výkon při -12°C | Požadovaný výkon záložního ohřívače při -12°C | Výkon při -12°C (vč. 6 kW záložního ohřívače) | Bod bivalence | Výkon v bodě bivalence | navazani obrazku
|  |  | (kW) | (kW) | (kW) | (kW) | (°C) | (kW) |  | MONO |  | CH | MONOCH
AE080RXYDGG | AE080RXYDGG/EU | AE260RNWMGG/EU | 8 | [5 empty] | Mono R32 | MONO | Climate Hub 200l | CH | [6 empty] | -12°C |  | Česká Republika
AE120RXYDGG | AE120RXYDGG/EU | AE260RNWMGG/EU | 12 | [5 empty] | Split R32 | SPLIT | Climate Hub 260l | CH |  | Česká Republika | CZK | 1 | Česká Republika1 | Brno | -12°C | Česká Republika |  | 1 | Brno
AE160RXYDGG | AE160RXYDGG/EU | AE260RNWMGG/EU | 16 | [5 empty] | Split R410a | SPLIT | externí | N |  | Česká Republika | CZK | 2 | Česká Republika2 | České Budějovice | -15°C | Slovensko |  | 2 | České Budějovice
0 | [8 empty] | TDMplus R410a | TDM |  |  |  | Česká Republika | CZK | 3 | Česká Republika3 | Plzeň | -12°C |  |  | 3 | Plzeň
0 | [8 empty] | Mono HTQuiet R32 | MONO |  |  |  | Česká Republika | CZK | 4 | Česká Republika4 | Ostrava | -15°C |  |  | 4 | Ostrava
[14 empty] | Česká Republika | CZK | 5 | Česká Republika5 | Praha | -12°C |  |  | 5 | Praha
1 | AE080RXYDGG | Vybraná sestava AE080RXYDGGEU + AE260RNWMGGEU je zaregistrována v programu Nová zelená úsporám (2021-2030) pod kódem SVT24391. | [11 empty] | Česká Republika | CZK | 6 | Česká Republika6 | Liberec | -18°C |  |  | 6 | Liberec
| AE260RNWMGG/EU | [12 empty] | Slovensko | SVK | 1 | Slovensko1 | Bratislava | -11°C |  |  | 7
| AE080RXYDGG/EUAE260RNWMGG/EU | [12 empty] | Slovensko | SVK | 2 | Slovensko2 | Banská Bystrica | -15°C |  |  | 8
[14 empty] | Slovensko | SVK | 3 | Slovensko3 | Bardějov | -15°C |  |  | 9
[14 empty] | Slovensko | SVK | 4 | Slovensko4 | Komárno | -11°C |  |  | 10
[14 empty] | Slovensko | SVK | 5 | Slovensko5 | Košice | -13°C |  |  | 11
[14 empty] | Slovensko | SVK | 6 | Slovensko6 | Lučenec | -13°C |  |  | 12
[14 empty] | Slovensko | SVK | 7 | Slovensko7 | Námestovo | -18°C |  |  | 13 | [6 empty] | 6
[14 empty] | Slovensko | SVK | 8 | Slovensko8 | Nitra | -11°C |  |  | 14
[14 empty] | Slovensko | SVK | 9 | Slovensko9 | Poprad | -16°C
[14 empty] | Slovensko | SVK | 10 | Slovensko10 | Žilina | -15°C | [10 empty] | plyn |  | elektro
[28 empty] | 25 |  | 25 | 90% | 25 | 97%
[28 empty] | 30 |  | 30 | 90% | 30 | 97%
[28 empty] | 35 |  | 35 | 90% | 35 | 97%
[28 empty] | 40 |  | 40 | 90% | 40 | 97%
[28 empty] | 45 |  | 45 | 86% | 45 | 95%
[28 empty] | 50 |  | 50 | 84% | 50 | 93%
[30 empty] | 55 | 82% | 55 | 91%
[30 empty] | 60 | 80% | 60 | 91%
[30 empty] | 65 | 80% | 65 | 91%
[30 empty] | 70 | 80% | 70 | 91%
omezeni teplot
[22 empty] | 25 | 30 | 35 | 40 | 45 | 50 | 55 | 60 | 65 | 70 | 6
[21 empty] | Mono R32 | 50: pouze do -15°C; 55: pouze do -10°C; 60: pouze do -2°C; 65: pouze do +7°C; 70: nelze
[21 empty] | Split R32 | 50: pouze do -15°C; 55: pouze do -10°C; 60: pouze do -2°C; 65: pouze do +7°C; 70: nelze
[21 empty] | Split R410a | 50: pouze do -15°C; 55: pouze do -10°C; 60: nelze; 65: nelze; 70: nelze
[14 empty] | chod bivalence | [6 empty] | TDMplus R410a | 50: pouze do -15°C; 55: pouze do -10°C; 60: nelze; 65: nelze; 70: nelze
[14 empty] | #N/A | [6 empty] | Mono HTQuiet R32 | 70: pouze do -15°C
[14 empty] | #N/A | [6 empty] | 1
pouze do -15°C
Technické parametry vybrané sestavy
3 |  | Venkovní jednotka |  |  | AE080RXYDGG/EU
2 |  | Vnitřní jednotka |  |  | AE260RNWMGG/EU
4 |  | Ovladač |  |  | MWR-WW10JN
5 | Systém
6 | Provozní rozsah | Nominální výkon | vytápění A7/W35 / A7/W55 | kW | 8 / 7,1
7 |  |  | chlazení A35/W18 | kW | 7,5
8 |  | Nominální příkon | vytápění A7/W35 / A7/W55 | kW | 1,77 / 2,53
9 |  |  | chlazení A35/W18 | kW | 1,9
10 |  | COP A7/W35 / (A7/W55) |  | W/W | 4,52/2,81
11 |  | EER A35/W18 |  | W/W | 3.95
12 |  | SCOP LWT 35°C/ 55°C |  | W/W | 4,44/3,23
13 |  | Celoroční účinnost prostorového vytápění ηs LWT 35°C/ 55°C |  | ETA% | 175/ 126
14 |  | Třída celoroční účinnosti prostorového vytápění * LWT 35°C/ 55°C |  | - | A+++/A++
15 |  | Doporučené jištění | Venkovní | A | 16
16 |  |  | Vnitřní | A | 16 + 16 (230V booster) |  | Zjednodušené schéma vybrané sestavy
17 |  | Průtok vody | 35°C / (55°C) | l/min | 23,1/12,8
18 |  | Teplota výstupní vody | vytápění | ℃ | 15~65
19 |  |  | chlazení | ℃ | 5~25
20 | Funkce |  |  | - | Smart Grid Ready/PV Enabled
21 |  |  |  | - | 3-stupňový tichý režim
22 |  |  |  | - | 2-zónová regulace
23 | Venkovní jednotka
24 | Napájení |  |  | Φ, V, Hz | 3Ф, 380~415V, 50Hz
25 | Kompresor | Typ |  | - | BLDC Twin Rotary
26 | Ohřev vany | Výkon |  | kW | 0.15
27 | Hluk | Hladina ak. tlaku | vytápění nom. | dB(A) | 48
28 |  |  | chlazení nom. | dB(A) | 48
29 |  |  | noční režim | dB(A) | -
30 |  | Hladina ak. výkonu | vytápění nom. | dB(A) | 63
31 |  |  | chlazení nom. | dB(A) | 64
32 | Rozměry | Hmotnost |  | kg | 75
33 |  | Rozměry (ŠxVxD) |  | mm | 940 x 998 x 330
34 | Chladivo | Typ |  | - | R32
35 |  |  |  |  | Tento produkt obsahuje R32 (GWP=675) což je skleníkový F-plyn.
36 |  | Tovární náplň |  | tCO₂e | 0.78
37 |  |  |  | kg | 1.15
38 | Potrubí | Dimenze potrubí | kapalina | Φ, mm (palce) | -
39 |  |  | plyn | Φ, mm (palce) | -
40 |  | Délka potrubí (ODU-IDU) | max. | m | -
41 |  | Výškový rozdíl (IDU-IDU) | max. | m | -
42 |  | Vodní potrubí (vytápění) | vstup/výstup | Φ, mm | 28/28
43 |  | Vodní potrubí (TUV) | vstup/výstup | Φ, mm | 22/22
44 | Provozní rozsah | Venkovní teplota | vytápění | ℃ | -25~35
45 |  |  | chlazení | ℃ | 10~46
46 |  |  | TUV | ℃ | -25~43
47 | Vnitřní jednotka
48 | Napájení |  |  | Φ, #, V, Hz | 3Ф,4,380~415,50Hz
49 | Objem zásobníku TUV |  |  | litry | 260
50 | Deklarovaný profil zátěže |  |  | L/XL | XL
51 | Účinnost ohřevu vody ŋwh |  |  | ETA% | 123
52 | Energetická třída |  |  | - | A
53 | Hluk | Hladina ak. tlaku | vytápění nom. | dB(A) | 26
54 |  |  | chlazení nom. | dB(A) | 26
55 |  | Hladina ak. výkonu | vytápění nom. | dB(A) | 40
56 | Rozměry | Hmotnost |  | kg | 140
57 |  | Rozměry (ŠxVxD) |  | mm | 595x1800x700
58 | Záložní a pomocný ohřívač | Příkon | záložní ohřev (vytápění) | kW | 6 (400)
59 |  |  | pomocný ohřev (TUV) | kW | 3 (230V)
| Technické výkresy: | OZNAČENÍ SCHÉMATU: | ODKAZ: |  |  | POPIS:
| PDF: | -
-
-
-
-
| DWG: |  | -
| ZÁKLADY DWG: |  | https://drive.google.com/file/d/14oXS44laALkoyBAX0wFpwp613FgHTxS1/view?usp=sharing
| ZÁKLADY PDF: |  | https://drive.google.com/file/d/12htmLlzDHSZ33DFXNj4sEDbL02KNZe09/view?usp=sharing
Kč
(5 h / 0,2 dní)

## Sheet2 (hidden)
|  | MONO R32 | SPLIT R32 | TDM R410a | SPLIT R410a | Mono HT Quiet R32 |  | AE040RXEDEG | 4.4 | backup capacity
1 | 230V1 | AE050RXYDEG | AE040RXEDEG | AE044MXTPEH | AE120AXEDEH | AE080BXYDEG |  | AE044MXTPEH | 4.4 | Mono R32 230V Climate Hub 200l | 2
2 | 230V2 | AE080RXYDEG | AE060RXEDEG | AE066MXTPEH | AE160AXEDEH | AE120BXYDEG |  | AE050RXYDEG | 5 | Mono R32 230V Climate Hub 260l | 2
3 | 230V3 | AE120RXYDEG | AE090RXEDEG | AE090MXTPEH | 0 | AE140BXYDEG |  | AE060RXEDEG | 6 | Mono R32 230V externí | X
4 | 230V4 | AE160RXYDEG | 0 | AE120MXTPEH | 0 | 0 |  | AE066MXTPEH | 6.6 | Mono R32 400V Climate Hub 200l | X
5 | 230V5 | 0 | 0 | AE160MXTPEH | 0 | 0 |  | AE080RXYDEG | 8 | Mono R32 400V Climate Hub 260l | 6
6 | 400V1 | AE080RXYDGG | AE090RXEDGG | AE090MXTPGH | AE120AXEDGH | AE080BXYDGG |  | AE080RXYDGG | 8 | Mono R32 400V externí | X
7 | 400V2 | AE120RXYDGG | 0 | AE120MXTPGH | AE160AXEDGH | AE120BXYDGG |  | AE090MXTPEH | 9 | Split R32 230V Climate Hub 200l | 2
8 | 400V3 | AE160RXYDGG | 0 | AE160MXTPGH | 0 | AE140BXYDGG |  | AE090MXTPGH | 9 | Split R32 230V Climate Hub 260l | 2
9 | 400V4 | 0 | 0 | 0 | 0 | 0 |  | AE090RXEDEG | 9 | Split R32 230V externí | 4
10 | 400V5 | 0 | 0 | 0 | 0 | 0 |  | AE090RXEDGG | 9 | Split R32 400V Climate Hub 200l | X
[8 empty] | AE120AXEDEH | 12 | Split R32 400V Climate Hub 260l | 6
[8 empty] | AE120AXEDGH | 12 | Split R32 400V externí | 6
[8 empty] | AE120MXTPEH | 12 | Split R410a 230V Climate Hub 200l | X
|  | SPLIT R32 | SPLIT R410a |  |  |  |  | AE120MXTPGH | 12 | Split R410a 230V Climate Hub 260l | X
| 230V | 4 | 6 |  |  |  |  | AE120RXYDEG | 12 | Split R410a 230V externí | 6
| 400V | 6 | 6 |  |  |  |  | AE120RXYDGG | 12 | Split R410a 400V Climate Hub 200l | X
[8 empty] | AE160AXEDEH | 16 | Split R410a 400V Climate Hub 260l | X
[8 empty] | AE160AXEDGH | 16 | Split R410a 400V externí | 6
[8 empty] | AE160MXTPEH | 16 | TDMplus R410a 230V Climate Hub 200l | 2
[8 empty] | AE160MXTPGH | 16 | TDMplus R410a 230V Climate Hub 260l | 2
[8 empty] | AE160RXYDEG | 16 | TDMplus R410a 230V externí | 4 | 6kW for 12 and 16 class
[8 empty] | AE160RXYDGG | 16 | TDMplus R410a 400V Climate Hub 200l | 2
[8 empty] | AE080BXYDEG | 8 | TDMplus R410a 400V Climate Hub 260l | 2
[8 empty] | AE120BXYDEG | 12 | TDMplus R410a 400V externí | 6
[8 empty] | AE140BXYDEG | 14 | Mono HTQuiet R32 230V Climate Hub 200l | 2
[8 empty] | AE080BXYDGG | 8 | Mono HTQuiet R32 400V Climate Hub 260l | 6
[8 empty] | AE120BXYDGG | 12
[8 empty] | AE140BXYDGG | 14
|  |  | 200l | 260l | split
|  | AE050RXYDEG | AE200RNWMEG/EU | použijte 200l | není potřeba |  | venkovni jednotka TČ EHS Mono R32 230V Qtop=5,0kW
|  | AE080RXYDEG | AE200RNWMEG/EU | AE260RNWMEG/EU | není potřeba |  | venkovni jednotka TČ EHS Mono R32 230V Qtop=8,0kW
|  | AE120RXYDEG | AE200RNWMEG/EU | AE260RNWMEG/EU | není potřeba |  | venkovni jednotka TČ EHS Mono R32 230V Qtop=12,0kW
|  | AE160RXYDEG | AE200RNWMEG/EU | AE260RNWMEG/EU | není potřeba |  | venkovni jednotka TČ EHS Mono R32 230V Qtop=16,0kW
|  | AE080RXYDGG | použijte 260l | AE260RNWMGG/EU | není potřeba |  | venkovni jednotka TČ EHS Mono R32 400V Qtop=8,0kW
|  | AE120RXYDGG | použijte 260l | AE260RNWMGG/EU | není potřeba |  | venkovni jednotka TČ EHS Mono R32 400V Qtop=12,0kW
|  | AE160RXYDGG | použijte 260l | AE260RNWMGG/EU | není potřeba |  | venkovni jednotka TČ EHS Mono R32 400V Qtop=16,0kW
|  | AE040RXEDEG | AE200RNWSEG/EU | AE260RNWSEG/EU | AE090RNYDEG/EU |  | venkovni jednotka TČ EHS Split R32 230V Qtop=4,4kW
|  | AE060RXEDEG | AE200RNWSEG/EU | AE260RNWSEG/EU | AE090RNYDEG/EU |  | venkovni jednotka TČ EHS Split R32 230V Qtop=6,0kW
|  | AE090RXEDEG | AE200RNWSEG/EU | AE260RNWSEG/EU | AE090RNYDEG/EU |  | venkovni jednotka TČ EHS Split R32 230V Qtop=9,0kW
|  | AE090RXEDGG | použijte 260l | AE260RNWSGG/EU | AE090RNYDGG/EU |  | venkovni jednotka TČ EHS Split R32 400V Qtop=9,0kW
|  | AE120AXEDEH | použijte externí zásobník | použijte externí zásobník | AE160ANYDEH/EU |  | venkovni jednotka TČ EHS Split R410a 230V Qtop=12,0kW
|  | AE160AXEDEH | použijte externí zásobník | použijte externí zásobník | AE160ANYDEH/EU |  | venkovni jednotka TČ EHS Split R410a 230V Qtop=16,0kW
|  | AE120AXEDGH | použijte externí zásobník | použijte externí zásobník | AE160ANYDGH/EU |  | venkovni jednotka TČ EHS Split R410a 400V Qtop=12,0kW
|  | AE160AXEDGH | použijte externí zásobník | použijte externí zásobník | AE160ANYDGH/EU |  | venkovni jednotka TČ EHS Split R410a 400V Qtop=16,0kW
|  | AE044MXTPEH | AE200TNWTEH/EU | AE260TNWTEH/EU | AE090MNYDEH/EU |  | venkovni jednotka TČ EHS TDM Plus R410a 230V Qtop=4,4kW
|  | AE066MXTPEH | AE200TNWTEH/EU | AE260TNWTEH/EU | AE090MNYDEH/EU |  | venkovni jednotka TČ EHS TDM Plus R410a 230V Qtop=6,6kW
|  | AE090MXTPEH | AE200TNWTEH/EU | AE260TNWTEH/EU | AE090MNYDEH/EU |  | venkovni jednotka TČ EHS TDM Plus R410a 230V Qtop=9,0kW
|  | AE120MXTPEH | použijte 260l | AE260TNWTEH/EU | AE160MNYDEH/EU |  | venkovni jednotka TČ EHS TDM Plus R410a 230V Qtop=12,0kW
|  | AE160MXTPEH | použijte 260l | AE260TNWTEH/EU | AE160MNYDEH/EU |  | venkovni jednotka TČ EHS TDM Plus R410a 230V Qtop=16,0kW
|  | AE090MXTPGH | AE200TNWTEH/EU | AE260TNWTEH/EU | AE090MNYDGH/EU |  | venkovni jednotka TČ EHS TDM Plus R410a 400V Qtop=9,0kW
|  | AE120MXTPGH | použijte 260l | AE260TNWTEH/EU | AE090MNYDGH/EU |  | venkovni jednotka TČ EHS TDM Plus R410a 400V Qtop=12,0kW
|  | AE160MXTPGH | použijte 260l | AE260TNWTEH/EU | AE090MNYDGH/EU |  | venkovni jednotka TČ EHS TDM Plus R410a 400V Qtop=16,0kW
|  | AE080BXYDEG | AE200RNWMEG/EU | použijte 200l | není potřeba |  | venkovni jednotka TČ EHS Mono HTQuiet R32 230V Qtop=8,0kW
|  | AE120BXYDEG | AE200RNWMEG/EU | použijte 200l | není potřeba |  | venkovni jednotka TČ EHS Mono HTQuiet R32 230V Qtop=12,0kW
|  | AE140BXYDEG | AE200RNWMEG/EU | použijte 200l | není potřeba |  | venkovni jednotka TČ EHS Mono HTQuiet R32 230V Qtop=14,0kW
|  | AE080BXYDGG | použijte 260l | AE260RNWMGG/EU | není potřeba |  | venkovni jednotka TČ EHS Mono HTQuiet R32 400V Qtop=8,0kW
|  | AE120BXYDGG | použijte 260l | AE260RNWMGG/EU | není potřeba |  | venkovni jednotka TČ EHS Mono HTQuiet R32 400V Qtop=12,0kW
|  | AE140BXYDGG | použijte 260l | AE260RNWMGG/EU | není potřeba |  | venkovni jednotka TČ EHS Mono HTQuiet R32 400V Qtop=14,0kW

## Linked Picture (hidden)
typ | obrazek
MONON |  |  | MONOCH
MONOCH
SPLITN
SPLITCH
TDMN
TDMCH
S104HU1 | https://drive.google.com/file/d/1qjkhtg6N1MmVHauz-HzJr34SgFyz6wGm/view?usp=sharing | HYDRO UNIT + 1 TOPNÝ OKRUH
S104HU1A | https://drive.google.com/file/d/1hESqEH4xLxey4K9rMMbO4sPETeo9wHhg/view?usp=sharing | HYDRO UNIT + 1 TOPNÝ OKRUH + AKUMULAČKA NA ZPÁTEČKU
S104HU1NODWH | https://drive.google.com/file/d/1luEa8V4GPtSC26qxgIvz_-E3ID5PWyV-/view?usp=sharing | HYDRO UNIT + 1 TOPNÝ OKRUH - BEZ OHŘEVU TUV
S104HUA1 | https://drive.google.com/file/d/1JL3mXY0EVOHeD5Z3zMXHStgJckK_A7Ge/view?usp=sharing | HYDRO UNIT + AKUMULAČKA + 1 TOPNÝ OKRUH
S104HUA2 | https://drive.google.com/file/d/1W9OI7n0P6TZDtBjlrjuDcvYtd2Hog0Vq/view?usp=sharing | HYDRO UNIT + AKUMULAČKA + 2 TOPNÉ OKRUHY
S1042001 | https://drive.google.com/file/d/1RNIzK9F_Hc_SuQsfB4i1T9-MTPWegTvK/view?usp=sharing | CLIMATEHUB + 1 TOPNÝ OKRUH
S1042001A | https://drive.google.com/file/d/1OpXftgJ4jr88RoLDlBAISW3FHYVB3AyM/view?usp=sharing | CLIMATEHUB + 1 TOPNÝ OKRUH + AKUMULAČKA NA ZPÁTEČKU
S104200A1 | https://drive.google.com/file/d/1UeTDNjYoQjuKysjsO3B1JrBy81N4ctAb/view?usp=sharing | CLIMATEHUB + AKUMULAČKA + 1 TOPNÝ OKRUH
S104200A2 | https://drive.google.com/file/d/1-hV9q7TqmQRWwWgFy-7d05kQXPjMT_pB/view?usp=sharing | CLIMATEHUB + AKUMULAČKA + 2 TOPNÉ OKRUHY
S1042601 | https://drive.google.com/file/d/16bL8W2ngPa8-z8urfYfVlQbSJuR4FRJC/view?usp=sharing | CLIMATEHUB + 1 TOPNÝ OKRUH
S1042601A | https://drive.google.com/file/d/1ZRS2_z9Tdj7sSqqQALAR7X87Uc5v5RlF/view?usp=sharing | CLIMATEHUB + 1 TOPNÝ OKRUH + AKUMULAČKA NA ZPÁTEČKU
S104260A1 | https://drive.google.com/file/d/1xZNNMUfBf7REar4xNG-D3S5oRLUuNwHI/view?usp=sharing | CLIMATEHUB + AKUMULAČKA + 1 TOPNÝ OKRUH
S104260A2 | https://drive.google.com/file/d/1sBcpH-ibq8txisYLIUgsp6LH232SWiDS/view?usp=sharing | CLIMATEHUB + AKUMULAČKA + 2 TOPNÉ OKRUHY
S106HU1 | https://drive.google.com/file/d/1oDTfd1RTuKl3yWcViRGPU2b_XtUwY9Oy/view?usp=sharing | HYDRO UNIT + 1 TOPNÝ OKRUH
S106HU1A | https://drive.google.com/file/d/1jEAiAo0bZr0IuOgnSJ5YJawOySn77jwZ/view?usp=sharing | HYDRO UNIT + 1 TOPNÝ OKRUH + AKUMULAČKA NA ZPÁTEČKU
S106HU1NODWH | https://drive.google.com/file/d/1VQ_d__kAFvvywCnebnJRMfW9-UyGqMMB/view?usp=sharing | HYDRO UNIT + 1 TOPNÝ OKRUH - BEZ OHŘEVU TUV
S106HUA1 | https://drive.google.com/file/d/1lswZAppqkV3vS1VysZ2OxDXIMfTHtFn_/view?usp=sharing | HYDRO UNIT + AKUMULAČKA + 1 TOPNÝ OKRUH
S106HUA2 | https://drive.google.com/file/d/1ukq3VeIp7k8FTfPw38IiJtwRjeyrxDsu/view?usp=sharing | HYDRO UNIT + AKUMULAČKA + 2 TOPNÉ OKRUHY
S1062001 | https://drive.google.com/file/d/12shHHvaPB22NSWVU3ndX2YrWSCC86x0C/view?usp=sharing | CLIMATEHUB + 1 TOPNÝ OKRUH
S1062001A | https://drive.google.com/file/d/1wc9FndYTlxYWW4L_EclVp-9bItYq7K-U/view?usp=sharing | CLIMATEHUB + 1 TOPNÝ OKRUH + AKUMULAČKA NA ZPÁTEČKU
S106200A1 | https://drive.google.com/file/d/1uzmQfHO8e51HmvNeYIP2mUot3skQAaeT/view?usp=sharing | CLIMATEHUB + AKUMULAČKA + 1 TOPNÝ OKRUH
S106200A2 | https://drive.google.com/file/d/1c1YZQIO1CjJGzYz4E-_nyPwb-Uot4lB6/view?usp=sharing | CLIMATEHUB + AKUMULAČKA + 2 TOPNÉ OKRUHY
S1062601 | https://drive.google.com/file/d/1XuDKhVja2Vfd4aMNyU36-WW55MZ-hmzZ/view?usp=sharing | CLIMATEHUB + 1 TOPNÝ OKRUH
S1062601A | https://drive.google.com/file/d/1gWEH8bqKHWluNwnqtfEqUUe61dD3ViRP/view?usp=sharing | CLIMATEHUB + 1 TOPNÝ OKRUH + AKUMULAČKA NA ZPÁTEČKU
S106260A1 | https://drive.google.com/file/d/1hgyBq4hUyyAvYgLAj9xuDodGkVrpSSPR/view?usp=sharing | CLIMATEHUB + AKUMULAČKA + 1 TOPNÝ OKRUH
S106260A2 | https://drive.google.com/file/d/1M6llm7HJxSUWaoQMOaGPNigeGnudBfkH/view?usp=sharing | CLIMATEHUB + AKUMULAČKA + 2 TOPNÉ OKRUHY
S109HU1 | https://drive.google.com/file/d/1BUtG9BFkPx_7nAfvUUsWOvtAfqhmuvPW/view?usp=sharing | HYDRO UNIT + 1 TOPNÝ OKRUH
S109HU1A | https://drive.google.com/file/d/1nub_zcKCyFlgbfgPnkVng_XUEjLjJwaf/view?usp=sharing | HYDRO UNIT + 1 TOPNÝ OKRUH + AKUMULAČKA NA ZPÁTEČKU
S109HU1NODWH | https://drive.google.com/file/d/1CZwrhyNigbcg9tG0uQ1Vt2oXbwVkn2gm/view?usp=sharing | HYDRO UNIT + 1 TOPNÝ OKRUH - BEZ OHŘEVU TUV
S109HUA1 | https://drive.google.com/file/d/1O0n24wTeJ3YXJ-OK0k6N6hJ1X7vWvqLw/view?usp=sharing | HYDRO UNIT + AKUMULAČKA + 1 TOPNÝ OKRUH
S109HUA2 | https://drive.google.com/file/d/1CEr6izn_wun3yhXbbJlKt5D5qD8sMv-o/view?usp=sharing | HYDRO UNIT + AKUMULAČKA + 2 TOPNÉ OKRUHY
S309HU1 | https://drive.google.com/file/d/1Mw7C2cs3nxAk0j5P7eh4UuatKkyje4NO/view?usp=sharing | HYDRO UNIT + 1 TOPNÝ OKRUH
S309HU1A | https://drive.google.com/file/d/1fg-09rOn4JWXhwCPUd3_PBl1lSnl8vQw/view?usp=sharing | HYDRO UNIT + 1 TOPNÝ OKRUH + AKUMULAČKA NA ZPÁTEČKU
S309HU1NODWH | https://drive.google.com/file/d/1ovoXecYFwRkboXR5s1g5vR7NlyGREQsE/view?usp=sharing | HYDRO UNIT + 1 TOPNÝ OKRUH - BEZ OHŘEVU TUV
S309HUA1 | https://drive.google.com/file/d/1x5lYzG4u88IjPaPkfCNvqz0mgAVd3hlc/view?usp=sharing | HYDRO UNIT + AKUMULAČKA + 1 TOPNÝ OKRUH
S309HUA2 | https://drive.google.com/file/d/1SKORoG_h3TZ8hMI5ftVCCuYmT88LwQ4J/view?usp=sharing | HYDRO UNIT + AKUMULAČKA + 2 TOPNÉ OKRUHY
S1092001 | https://drive.google.com/file/d/1gfosMxi55YgLVO9HKejl6N0N-ACWlvJe/view?usp=sharing | CLIMATEHUB + 1 TOPNÝ OKRUH
S1092001A | https://drive.google.com/file/d/10KF9zmcso9mSyM4G2Aq79gZo5KGzCZOH/view?usp=sharing | CLIMATEHUB + 1 TOPNÝ OKRUH + AKUMULAČKA NA ZPÁTEČKU
S109200A1 | https://drive.google.com/file/d/1aoTenAT49yEtSQFOa8U_cgDjbWVJ2cxD/view?usp=sharing | CLIMATEHUB + AKUMULAČKA + 1 TOPNÝ OKRUH
S109200A2 | https://drive.google.com/file/d/118YIIMTLu34a-t2A8Ey91v1tgg2B7NlJ/view?usp=sharing | CLIMATEHUB + AKUMULAČKA + 2 TOPNÉ OKRUHY
S1092601 | https://drive.google.com/file/d/174iL5_113PoNhaikjY84sKCYd1wKMfZy/view?usp=sharing | CLIMATEHUB + 1 TOPNÝ OKRUH
S1092601A | https://drive.google.com/file/d/1GGi7H_zUiHyMm-6DgzhmMLVtBuYLRzUV/view?usp=sharing | CLIMATEHUB + 1 TOPNÝ OKRUH + AKUMULAČKA NA ZPÁTEČKU
S109260A1 | https://drive.google.com/file/d/13W0NltuCUL1plmJEGLxCk2s6rZ5z31oM/view?usp=sharing | CLIMATEHUB + AKUMULAČKA + 1 TOPNÝ OKRUH
S109260A2 | https://drive.google.com/file/d/1uhkYk6V0UvUQ1sOfDlm4_qTib58KR2Vk/view?usp=sharing | CLIMATEHUB + AKUMULAČKA + 2 TOPNÉ OKRUHY
S3092601 | https://drive.google.com/file/d/1EI7owtS2DP2UXSo-XzZDBu8d0IjXiZN7/view?usp=sharing | CLIMATEHUB + 1 TOPNÝ OKRUH
S3092601A | https://drive.google.com/file/d/1b5XDarxsKKkSX3Q79D5owmzchW8eYb7S/view?usp=sharing | CLIMATEHUB + 1 TOPNÝ OKRUH + AKUMULAČKA NA ZPÁTEČKU
S309260A1 | https://drive.google.com/file/d/1X-AKpKOfElZajX6oFYH6D5I1O_3XTVok/view?usp=sharing | CLIMATEHUB + AKUMULAČKA + 1 TOPNÝ OKRUH
S309260A2 | https://drive.google.com/file/d/1Pm9sL-bm3R1mf6pobaRsasWo5Uat1Lrt/view?usp=sharing | CLIMATEHUB + AKUMULAČKA + 2 TOPNÉ OKRUHY
S112HU1 | https://drive.google.com/file/d/1siQk5xj3P9UviHG9xDim1NX0d3_3RTY1/view?usp=sharing | HYDRO UNIT + 1 TOPNÝ OKRUH
S112HU1A | https://drive.google.com/file/d/12AhUmgalMKWXWnPz5cvJj2QzTDFFLdpO/view?usp=sharing | HYDRO UNIT + 1 TOPNÝ OKRUH + AKUMULAČKA NA ZPÁTEČKU
S112HU1NODWH | https://drive.google.com/file/d/1u22PochgMt5SHz7yaoiIP_wuY5D5ccLz/view?usp=sharing | HYDRO UNIT + 1 TOPNÝ OKRUH - BEZ OHŘEVU TUV
S112HUA1 | https://drive.google.com/file/d/1jy_IfYYlJ86Z3duoiLxWWw4ahgmV3x4x/view?usp=sharing | HYDRO UNIT + AKUMULAČKA + 1 TOPNÝ OKRUH
S112HUA2 | https://drive.google.com/file/d/1IB9IT_pM6AXdhFFowEIhl-jpElXv5hCA/view?usp=sharing | HYDRO UNIT + AKUMULAČKA + 2 TOPNÉ OKRUHY
S312HU1 | https://drive.google.com/file/d/1SIk5XWD1OkeW8lYn4Il3jzf_l3ZJXNYj/view?usp=sharing | HYDRO UNIT + 1 TOPNÝ OKRUH
S312HU1A | https://drive.google.com/file/d/17ZUGBR_b4oQHwOUkLpAeCDBhmApLFuuu/view?usp=sharing | HYDRO UNIT + 1 TOPNÝ OKRUH + AKUMULAČKA NA ZPÁTEČKU
S312HU1NODWH | https://drive.google.com/file/d/1iV3a3msKRnvqAvKvijeURaZptxsso19t/view?usp=sharing | HYDRO UNIT + 1 TOPNÝ OKRUH - BEZ OHŘEVU TUV
S312HUA1 | https://drive.google.com/file/d/1BXTHrXBLCFKe-jEBH4jls0q4WMmS70NX/view?usp=sharing | HYDRO UNIT + AKUMULAČKA + 1 TOPNÝ OKRUH
S312HUA2 | https://drive.google.com/file/d/1Wtu1H9U0UKnEUZeZlfvjzgNzWa7XsWmZ/view?usp=sharing | HYDRO UNIT + AKUMULAČKA + 2 TOPNÉ OKRUHY
S116HU1 | https://drive.google.com/file/d/1MZ7uUo7HySAKCawl2Bw-Zj-e-6bDWCUN/view?usp=sharing | HYDRO UNIT + 1 TOPNÝ OKRUH
S116HU1A | https://drive.google.com/file/d/1bC2UtDrZBz4bOlFxwqC_KJr1lbT_tC9Q/view?usp=sharing | HYDRO UNIT + 1 TOPNÝ OKRUH + AKUMULAČKA NA ZPÁTEČKU
S116HU1NODWH | https://drive.google.com/file/d/1i3Af-qlA5NJPKYEn0i15ZFR_JLsp5gfU/view?usp=sharing | HYDRO UNIT + 1 TOPNÝ OKRUH - BEZ OHŘEVU TUV
S116HUA1 | https://drive.google.com/file/d/1230soOWdd563YIbdlzbWq7KfVQ0m6bfp/view?usp=sharing | HYDRO UNIT + AKUMULAČKA + 1 TOPNÝ OKRUH
S116HUA2 | https://drive.google.com/file/d/1vbd9XXy7atxjqJ0NKrcdLPve1V8xGG-b/view?usp=sharing | HYDRO UNIT + AKUMULAČKA + 2 TOPNÉ OKRUHY
S316HU1 | https://drive.google.com/file/d/1V6QHIaaZnEaAHM0BMsiPgU5a9Jtw4fTh/view?usp=sharing | HYDRO UNIT + 1 TOPNÝ OKRUH
S316HU1A | https://drive.google.com/file/d/1Jp9Jz4rknfLQyJcXYM3yFdVZd4pAJcdi/view?usp=sharing | HYDRO UNIT + 1 TOPNÝ OKRUH + AKUMULAČKA NA ZPÁTEČKU
S316HU1NODWH | https://drive.google.com/file/d/1AkqIMu4AIJB4RiT6TcTfHm3g0izGnJfp/view?usp=sharing | HYDRO UNIT + 1 TOPNÝ OKRUH - BEZ OHŘEVU TUV
S316HUA1 | https://drive.google.com/file/d/1YGY-OYJmGMO8xTPKINxsOCkd4RR26JQW/view?usp=sharing | HYDRO UNIT + AKUMULAČKA + 1 TOPNÝ OKRUH
S316HUA2 | https://drive.google.com/file/d/14Joy83CdXdiE3Zro4nmSJJhoz8_TcrAl/view?usp=sharing | HYDRO UNIT + AKUMULAČKA + 2 TOPNÉ OKRUHY
split zaklad 04 a 06 | https://drive.google.com/file/d/1gGwHDk2FvU9NFZ2mOREQYRwvFiPBZTH8/view?usp=sharing
split zaklad 09 | https://drive.google.com/file/d/1j1iITEg8RG0L5CECVf0Fx5c60xCyhoX5/view?usp=sharing
split zaklad 12 a 16 | https://drive.google.com/file/d/1U626iKcfU38_fVsKBOZGh68KoDACvNeW/view?usp=sharing
mono zaklad 05 | https://drive.google.com/file/d/1vPteJ-9dbIAyhq1c-wDQ8qrvJXARZtF4/view?usp=sharing
mono zaklad 08 | https://drive.google.com/file/d/12htmLlzDHSZ33DFXNj4sEDbL02KNZe09/view?usp=sharing
mono zaklad 12-16 | https://drive.google.com/file/d/1HJ3hNOArCMAySxyMSGjYw_a8LHuRi9XH/view?usp=sharing
tdm zaklad 04 06 | https://drive.google.com/file/d/1vql2S4Vkx1QWu46SvjwxFyO0vl_FqEu_/view?usp=sharing
tdm zaklad 09 | https://drive.google.com/file/d/1LlkhMLTt23l3TamoJRe2gqvAAUSkQhOx/view?usp=sharing
tdm zaklad 12-16 | https://drive.google.com/file/d/1YLFFyXGTIOc01srqyOmffxKDUO5bNfZw/view?usp=sharing
DWG
split 4kW climate hub | https://drive.google.com/file/d/1uXx7FfDrTxJgW2LBog2iz2CzJ3gLlt_r/view?usp=sharing
split 4kW nastenna | https://drive.google.com/file/d/1qRDwdiH1-mI1yyRnuWWXkdAdhX--Ilz2/view?usp=sharing
split 6kW climate hub | https://drive.google.com/file/d/1XBKXL8M6Iw9kXChUg9NdSJdH7QuUPzPR/view?usp=sharing
split 6kW nastenna | https://drive.google.com/file/d/1OP6xEE7JR1ojeeOSPBi8ZJ9G2hk7lpei/view?usp=sharing
split 9kW climate hub | https://drive.google.com/file/d/18CpmU4nAzTAqa65JyBP5iHOZMGd6XJgB/view?usp=sharing
spli 9kW nastenna | https://drive.google.com/file/d/1x251Qu3KuoGp1k4frndfEt7wfb2sKNKa/view?usp=sharing
split 12kW | https://drive.google.com/file/d/1mDZXFXFEJq4m6Fi4i942ol7_cPqSpZk_/view?usp=sharing
split 16kW | https://drive.google.com/file/d/1xh5P6nJ5eTzSxUurlbtw1rHgHGy_FAG4/view?usp=sharing
zaklady
split | https://drive.google.com/file/d/1nOWfRDWtqzg-1KStSU98zlF6u50HzwaJ/view?usp=sharing
mono | https://drive.google.com/file/d/14oXS44laALkoyBAX0wFpwp613FgHTxS1/view?usp=sharing
tdm | https://drive.google.com/file/d/1MIVrpkj7AmXCZseuqePAc1CX2-Y8nS9Z/view?usp=sharing
vse | https://drive.google.com/drive/folders/1G-iLxkmYPB8otVzDbxzpcxIGp9nQThGu?fbclid=IwAR0sPDZJ7i3L7G8etbzjaqeOEjjrtdMAX-Nq0I7zt4AcnkQqc5wWIumZC_U

## dotacni tituly (hidden)
AE080RXYDGG/EUAE260RNWMGG/EU | AE080RXYDGGEU + AE260RNWMGGEU | SVT24391 |  |  | AE080RXYDEG/EU + AE260RNWMEG/EU | 8 | 2720
| Vybraná sestava AE080RXYDGGEU + AE260RNWMGGEU je zaregistrována v programu Nová zelená úsporám (2021-2030) pod kódem SVT24391. |  |  |  | Vybraná sestava AE080RXYDEG/EU + AE260RNWMEG/EU je zaregistrována v programu Zelená domácnostiam II s výkonem 8kW. Výše možné dotace je až 2720 €.
AE040RXEDEG/EUAE090RNYDEG/EU | AE040RXEDEGEU + AE090RNYDEGEU | Split | R32 | SVT24624 | tepelné čerpadlo | Split 4,4kW-R32-230V | Samsung Electronics Corporation | AE040RXEDEG/EU + AE090RNYDEG/EU | 5 | 1700
AE060RXEDEG/EUAE090RNYDEG/EU | AE060RXEDEGEU + AE090RNYDEGEU | Split | R32 | SVT24625 | tepelné čerpadlo | Split 6 kW-R32-230V | Samsung Electronics Corporation | AE060RXEDEG/EU + AE090RNYDEG/EU | 6 | 2040
AE090RXEDEG/EUAE090RNYDEG/EU | AE090RXEDEGEU + AE090RNYDEGEU | Split | R32 | SVT24626 | tepelné čerpadlo | Split 9 kW-R32-230V | Samsung Electronics Corporation | AE090RXEDEG/EU + AE090RNYDEG/EU | 9 | 3060
AE090RXEDGG/EUAE090RNYDGG/EU | AE090RXEDGGEU + AE090RNYDGGEU | Split | R32 | SVT24627 | tepelné čerpadlo | Split 9 kW-R32-400V | Samsung Electronics Corporation | AE090RXEDGG/EU + AE090RNYDGG/EU | 9 | 3060
AE050RXYDEG/EUnení potřeba | AE050RXYDEGEU + MIM-E03CN | Mono | R32 | SVT24628 | tepelné čerpadlo | Mono 5 kW-R32-230V | Samsung Electronics Corporation | AE050RXYDEG/EU + MIM-E03CN | 6 | 2040
AE080RXYDEG/EUnení potřeba | AE080RXYDEGEU + MIM-E03CN | Mono | R32 | SVT24629 | tepelné čerpadlo | Mono 8 kW-R32-230V | Samsung Electronics Corporation | AE080RXYDEG/EU + MIM-E03CN | 8 | 2720
AE120RXYDEG/EUnení potřeba | AE120RXYDEGEU + MIM-E03CN | Mono | R32 | SVT24630 | tepelné čerpadlo | Mono 12 kW-R32-230V | Samsung Electronics Corporation | AE120RXYDEG/EU +MIM-E03CN | 13 | 4420
AE160RXYDEG/EUnení potřeba | AE160RXYDEGEU + MIM-E03CN | Mono | R32 | SVT24631 | tepelné čerpadlo | Mono 16 kW-R32-230V | Samsung Electronics Corporation | AE160RXYDEG/EU + MIM-E03CN | 16 | 5440
AE080RXYDGG/EUnení potřeba | AE080RXYDGGEU + MIM-E03CN | Mono | R32 | SVT24632 | tepelné čerpadlo | Mono 8 kW-R32-400V | Samsung Electronics Corporation | AE080RXYDGG/EU + MIM-E03CN | 8 | 2720
AE120RXYDGG/EUnení potřeba | AE120RXYDGGEU + MIM-E03CN | Mono | R32 | SVT24633 | tepelné čerpadlo | Mono 12 kW-R32-400V | Samsung Electronics Corporation | AE120RXYDGG/EU + MIM-E03CN | 13 | 4420
AE160RXYDGG/EUnení potřeba | AE160RXYDGGEU + MIM-E03CN | Mono | R32 | SVT24634 | tepelné čerpadlo | Mono 16 kW-R32-400V | Samsung Electronics Corporation | AE160RXYDGG/EU + MIM-E03CN | 16 | 5440
AE040RXEDEG/EUAE200RNWSEG/EU | AE040RXEDEGEU + AE200RNWSEGEU | Split ClimateHub | R32 | SVT24377 | tepelné čerpadlo | Split 4,4kW-R32-230V | Samsung Electronics Corporation | AE040RXEDEG/EU + AE200RNWSEG/EU | 5 | 1700
AE060RXEDEG/EUAE200RNWSEG/EU | AE060RXEDEGEU + AE200RNWSEGEU | Split ClimateHub | R32 | SVT24378 | tepelné čerpadlo | Split 6 kW-R32-230V | Samsung Electronics Corporation | AE060RXEDEG/EU + AE200RNWSEG/EU | 6 | 2040
AE090RXEDEG/EUAE200RNWSEG/EU | AE090RXEDEGEU + AE200RNWSEGEU | Split ClimateHub | R32 | SVT24379 | tepelné čerpadlo | Split 9 kW-R32-230V | Samsung Electronics Corporation | AE090RXEDEG/EU + AE200RNWSEG/EU | 9 | 3060
AE040RXEDEG/EUAE260RNWSEG/EU | AE040RXEDEGEU + AE260RNWSEGEU | Split ClimateHub | R32 | SVT24380 | tepelné čerpadlo | Split 4,4kW-R32-230V | Samsung Electronics Corporation | AE040RXEDEG/EU + AE260RNWSEG/EU | 5 | 1700
AE060RXEDEG/EUAE260RNWSEG/EU | AE060RXEDEGEU + AE260RNWSEGEU | Split ClimateHub | R32 | SVT24381 | tepelné čerpadlo | Split 6 kW-R32-230V | Samsung Electronics Corporation | AE060RXEDEG/EU + AE260RNWSEG/EU | 6 | 2040
AE090RXEDEG/EUAE260RNWSEG/EU | AE090RXEDEGEU + AE260RNWSEGEU | Split ClimateHub | R32 | SVT24382 | tepelné čerpadlo | Split 9 kW-R32-230V | Samsung Electronics Corporation | AE090RXEDEG/EU + AE260RNWSEG/EU | 9 | 3060
AE090RXEDGG/EUAE260RNWSGG/EU | AE090RXEDGG/EU + AE260RNWSGG/EU | Split ClimateHub | R32 | SVT26648 | tepelné čerpadlo | Split 9 kW-R32-400V | Samsung Electronics Corporation | AE090RXEDGG/EU + AE260RNWSGG/EU | 9 | 3060
AE050RXYDEG/EUAE200RNWMEG/EU | AE050RXYDEGEU + AE200RNWMEGEU | Mono ClimateHub | R32 | SVT24384 | tepelné čerpadlo | Mono 5 kW-R32-230V | Samsung Electronics Corporation | AE050RXYDEG/EU + AE200RNWMEG/EU | 6 | 2040
AE080RXYDEG/EUAE200RNWMEG/EU | AE080RXYDEGEU + AE200RNWMEGEU | Mono ClimateHub | R32 | SVT24385 | tepelné čerpadlo | Mono 8 kW-R32-230V | Samsung Electronics Corporation | AE080RXYDEG/EU + AE200RNWMEG/EU | 8 | 2720
AE080RXYDEG/EUAE260RNWMEG/EU | AE080RXYDEGEU + AE260RNWMEGEU | Mono ClimateHub | R32 | SVT24386 | tepelné čerpadlo | Mono 8 kW-R32-400V | Samsung Electronics Corporation | AE080RXYDGG/EU + AE260RNWMGG/EU | 8 | 2720
AE120RXYDEG/EUAE200RNWMEG/EU | AE120RXYDEGEU + AE200RNWMEGEU | Mono ClimateHub | R32 | SVT24387 | tepelné čerpadlo | Mono 12 kW-R32-230V | Samsung Electronics Corporation | AE120RXYDEG/EU + AE200RNWMEG/EU | 13 | 4420
AE120RXYDEG/EUAE260RNWMEG/EU | AE120RXYDEGEU + AE260RNWMEGEU | Mono ClimateHub | R32 | SVT24388 | tepelné čerpadlo | Mono 12 kW-R32-400V | Samsung Electronics Corporation | AE120RXYDGG/EU + AE260RNWMGG/EU | 13 | 4420
AE160RXYDEG/EUAE200RNWMEG/EU | AE160RXYDEGEU + AE200RNWMEGEU | Mono ClimateHub | R32 | SVT24389 | tepelné čerpadlo | Mono 16 kW-R32-230V | Samsung Electronics Corporation | AE160RXYDEG/EU + AE200RNWMEG/EU | 16 | 5440
AE160RXYDEG/EUAE260RNWMEG/EU | AE160RXYDEGEU + AE260RNWMEGEU | Mono ClimateHub | R32 | SVT24390 | tepelné čerpadlo | Mono 16 kW-R32-400V | Samsung Electronics Corporation | AE160RXYDGG/EU + AE260RNWMGG/EU | 16 | 5440
AE080RXYDGG/EUAE260RNWMGG/EU | AE080RXYDGGEU + AE260RNWMGGEU | Mono ClimateHub | R32 | SVT24391 | tepelné čerpadlo | Mono 8 kW-R32-230V | Samsung Electronics Corporation | AE080RXYDEG/EU + AE260RNWMEG/EU | 8 | 2720
AE120RXYDGG/EUAE260RNWMGG/EU | AE120RXYDGGEU + AE260RNWMGGEU | Mono ClimateHub | R32 | SVT24392 | tepelné čerpadlo | Mono 12 kW-R32-230V | Samsung Electronics Corporation | AE120RXYDEG/EU + AE260RNWMEG/EU | 13 | 4420
AE160RXYDGG/EUAE260RNWMGG/EU | AE160RXYDGGEU + AE260RNWMGGEU | Mono ClimateHub | R32 | SVT24393 | tepelné čerpadlo | Mono 16 kW-R32-230V | Samsung Electronics Corporation | AE160RXYDEG/EU + AE260RNWMEG/EU | 16 | 5440
AE044MXTPEH/EUAE090MNYDEH/EU | AE044MXTPEH/EU + AE090MNYDEH/EU | TDM plus | R410a | SVT22027 | tepelné čerpadlo | TDM 4,4 kW-R410A -230V | Samsung Electronics Corporation | AE044MXTPEH/EU + AE090MNYDEH/EU | 4 | 1360
AE066MXTPEH/EUAE090MNYDEH/EU | AE066MXTPEH/EU + AE090MNYDEH/EU | TDM plus | R410a | SVT22028 | tepelné čerpadlo | TDM 6,6 kW-R410A -230V | Samsung Electronics Corporation | AE066MXTPEH/EU + AE090MNYDEH/EU | 5 | 1700
AE090MXTPEH/EUAE090MNYDEH/EU | AE090MXTPEH/EU + AE090MNYDEH/EU | TDM plus | R410a | SVT22029 | tepelné čerpadlo | TDM 9,0 kW-R410A -230V | Samsung Electronics Corporation | AE090MXTPEH/EU + AE090MNYDEH/EU | 6 | 2040
AE090MXTPGH/EUAE090MNYDGH/EU | AE090MXTPGH/EU + AE090MNYDGH/EU | TDM plus | R410a | SVT22030 | tepelné čerpadlo | TDM 9,0 kW-R410A -230V | Samsung Electronics Corporation | AE090MXTPGH/EU + AE090MNYDGH/EU | 6 | 2040
AE120MXTPEH/EUAE160MNYDEH/EU | AE120MXTPEH/EU + AE160MNYDEH/EU | TDM plus | R410a | SVT22031 | tepelné čerpadlo | TDM 12kW-R410A -230V | Samsung Electronics Corporation | AE120MXTPEH/EU + AE160MNYDEH/EU | 10 | 3400
AE120MXTPGH/EUAE160MNYDGH/EU | AE120MXTPGH/EU + AE160MNYDGH/EU | TDM plus | R410a | SVT22032 | tepelné čerpadlo | TDM 12kW-R410A -400V | Samsung Electronics Corporation | AE120MXTPGH/EU + AE160MNYDGH/EU | 10 | 3400
AE160MXTPEH/EUAE160MNYDEH/EU | AE160MXTPEH/EU + AE160MNYDEH/EU | TDM plus | R410a | SVT22033 | tepelné čerpadlo | TDM 16kW-R410A -230V | Samsung Electronics Corporation | AE160MXTPEH/EU + AE160MNYDEH/EU | 11 | 3740
AE160MXTPGH/EUAE160MNYDGH/EU | AE160MXTPGH/EU + AE160MNYDGH/EU | TDM plus | R410a | SVT22034 | tepelné čerpadlo | TDM 16kW-R410A -400V | Samsung Electronics Corporation | AE160MXTPGH/EU + AE160MNYDGH/EU | 11 | 3740
AE044MXTPEH/EUAE200TNWTEH/EU | AE044MXTPEH/EU + AE200TNWTEH/EU | ClimateHub TDM plus | R410a | SVT26593 | tepelné čerpadlo | TDM 4,4kW-R410A -230V | Samsung Electronics Corporation | AE044MXTPEH/EU + AE200TNWTEH/EU | 4 | 1360
AE044MXTPEH/EUAE260TNWTEH/EU | AE044MXTPEH/EU + AE260TNWTEH/EU | ClimateHub TDM plus | R410a | SVT26594 | tepelné čerpadlo | TDM 4,4kW-R410A -230V | Samsung Electronics Corporation | AE044MXTPEH/EU + AE260TNWTEH/EU | 4 | 1360
AE066MXTPEH/EUAE200TNWTEH/EU | AE066MXTPEH/EU + AE200TNWTEH/EU | ClimateHub TDM plus | R410a | SVT26595 | tepelné čerpadlo | TDM 6,6 kW-R410A -230V | Samsung Electronics Corporation | AE066MXTPEH/EU + AE200TNWTEH/EU | 5 | 1700
AE066MXTPEH/EUAE260TNWTEH/EU | AE066MXTPEH/EU + AE260TNWTEH/EU | ClimateHub TDM plus | R410a | SVT26596 | tepelné čerpadlo | TDM 6,6 kW-R410A -230V | Samsung Electronics Corporation | AE066MXTPEH/EU + AE260TNWTEH/EU | 5 | 1700
AE090MXTPEH/EUAE200TNWTEH/EU | AE090MXTPEH/EU + AE200TNWTEH/EU | ClimateHub TDM plus | R410a | SVT26597 | tepelné čerpadlo | TDM 9,0 kW-R410A -230V | Samsung Electronics Corporation | AE090MXTPEH/EU + AE200TNWTEH/EU | 6 | 2040
AE090MXTPEH/EUAE260TNWTEH/EU | AE090MXTPEH/EU + AE260TNWTEH/EU | ClimateHub TDM plus | R410a | SVT26598 | tepelné čerpadlo | TDM 9,0 kW-R410A -230V | Samsung Electronics Corporation | AE090MXTPEH/EU + AE260TNWTEH/EU | 6 | 2040
AE090MXTPGH/EUAE200TNWTEH/EU | AE090MXTPGH/EU + AE200TNWTEH/EU | ClimateHub TDM plus | R410a | SVT26599 | tepelné čerpadlo | TDM 9,0 kW-R410A -230V | Samsung Electronics Corporation | AE090MXTPGH/EU + AE200TNWTEH/EU | 6 | 2040
AE090MXTPGH/EUAE260TNWTEH/EU | AE090MXTPGH/EU + AE260TNWTEH/EU | ClimateHub TDM plus | R410a | SVT26600 | tepelné čerpadlo | TDM 9,0 kW-R410A -230V | Samsung Electronics Corporation | AE090MXTPGH/EU + AE260TNWTEH/EU | 6 | 2040
AE120MXTPEH/EUAE260TNWTEH/EU | AE120MXTPEH/EU + AE260TNWTEH/EU | ClimateHub TDM plus | R410a | SVT26601 | tepelné čerpadlo | TDM 12kW-R410A -230V | Samsung Electronics Corporation | AE120MXTPEH/EU + AE260TNWTEH/EU | 10 | 3400
AE120MXTPGH/EUAE260TNWTEH/EU | AE120MXTPGH/EU + AE260TNWTEH/EU | ClimateHub TDM plus | R410a | SVT26602 | tepelné čerpadlo | TDM 12kW-R410A -400V | Samsung Electronics Corporation | AE120MXTPGH/EU + AE260TNWTEH/EU | 10 | 3400
AE160MXTPEH/EUAE260TNWTEH/EU | AE160MXTPEH/EU + AE260TNWTEH/EU | ClimateHub TDM plus | R410a | SVT26603 | tepelné čerpadlo | TDM 16kW-R410A -400V | Samsung Electronics Corporation | AE160MXTPEH/EU + AE260TNWTEH/EU | 11 | 3740
AE160MXTPGH/EUAE260TNWTEH/EU | AE160MXTPGH/EU + AE260TNWTEH/EU | ClimateHub TDM plus | R410a | SVT26604 | tepelné čerpadlo | TDM 16kW-R410A -400V | Samsung Electronics Corporation | AE160MXTPGH/EU + AE260TNWTEH/EU | 11 | 3740
AE120AXEDEH/EUAE160ANYDEH/EU | AE120AXEDEH/EU + AE160ANYDEH/EU | Split 2021 | R410a | SVT26573 | tepelné čerpadlo | Split 12 kW 410A- 230V | Samsung Electronics Corporation | AE120JXEDEH/EU + AE160JNYDEH/EU | 10.6 | 3604
AE120AXEDGH/EUAE160ANYDGH/EU | AE120AXEDGH/EU + AE160ANYDGH/EU | Split 2021 | R410a | SVT26574 | tepelné čerpadlo | Split 12 kW 410A-400V | Samsung Electronics Corporation | AE120JXEDGH/EU + AE160JNYDGH/EU | 10.6 | 3604
AE160AXEDEH/EUAE160ANYDEH/EU | AE160AXEDEH/EU + AE160ANYDEH/EU | Split 2021 | R410a | SVT26575 | tepelné čerpadlo | Split 16 kW 410A- 230V | Samsung Electronics Corporation | AE160JXEDEH/EU + AE160JNYDEH/EU | 12.5 | 4250
AE160AXEDGH/EUAE160ANYDGH/EU | AE160AXEDGH/EU + AE160ANYDGH/EU | Split 2021 | R410a | SVT26576 | tepelné čerpadlo | Split 16 kW 410A-400V | Samsung Electronics Corporation | AE160JXEDGH/EU + AE160JNYDGH/EU | 12.5 | 4250
AE080BXYDEG/EUnení potřeba | AE080BXYDEGEU / MIM-E03EN | R32 |  | SVT32884
AE080BXYDGG/EUnení potřeba | AE080BXYDGGEU / MIM-E03EN | R32 |  | SVT32885
AE120BXYDEG/EUnení potřeba | AE120BXYDEGEU / MIM-E03EN | R32 |  | SVT32886
AE120BXYDGG/EUnení potřeba | AE120BXYDGGEU / MIM-E03EN | R32 |  | SVT32887
AE140BXYDEG/EUnení potřeba | AE140BXYDEGEU / MIM-E03EN | R32 |  | SVT32888
AE140BXYDGG/EUnení potřeba | AE140BXYDGGEU / MIM-E03EN | R32 |  | SVT32889
AE080BXYDEG/EUAE200RNWMEG/EU | AE080BXYDEGEU / AE200RNWMEGEU | R32 |  | SVT32725
AE080BXYDEG/EUAE260RNWMEG/EU | AE080BXYDEGEU / AE260RNWMEGEU | R32 |  | SVT32892
AE080BXYDGG/EUAE260RNWMGG/EU | AE080BXYDGGEU / AE260RNWMGGEU | R32 |  | SVT32813
AE120BXYDEG/EUAE200RNWMEG/EU | AE120BXYDEGEU / AE200RNWMEGEU | R32 |  | SVT32814
AE120BXYDEG/EUAE260RNWMEG/EU | AE120BXYDEGEU / AE260RNWMEGEU | R32 |  | SVT32893
AE120BXYDGG/EUAE260RNWMGG/EU | AE120BXYDGGEU / AE260RNWMGGEU | R32 |  | SVT32815
AE140BXYDEG/EUAE200RNWMEG/EU | AE140BXYDEGEU / AE200RNWMEGEU | R32 |  | SVT32817
AE140BXYDEG/EUAE260RNWMEG/EU | AE140BXYDEGEU / AE260RNWMEGEU | R32 |  | SVT32894
AE140BXYDGG/EUAE260RNWMGG/EU | AE140BXYDGGEU / AE260RNWMGGEU | R32 |  | SVT32818

## technical data (hidden)
[5 empty] | MONO climate hub | [13 empty] | mono | [10 empty] | SPLIT R32 ClimateHub | [10 empty] | Split R32 | [7 empty] | Split R410a | [7 empty] | TDM climate hub | [15 empty] | TDM | [11 empty] | mono ht climatehub | [5 empty] | mono ht quiet
HT Quiet
[5 empty] | AE050RXYDEG/EUAE200RNWMEG/EU | AE080RXYDEG/EUAE200RNWMEG/EU | AE120RXYDEG/EUAE200RNWMEG/EU | AE160RXYDEG/EUAE200RNWMEG/EU | AE080RXYDEG/EUAE260RNWMEG/EU | AE120RXYDEG/EUAE260RNWMEG/EU | AE160RXYDEG/EUAE260RNWMEG/EU | AE080RXYDGG/EUAE260RNWMGG/EU | AE120RXYDGG/EUAE260RNWMGG/EU | AE160RXYDGG/EUAE260RNWMGG/EU |  | Outdoor Unit |  |  | AE050RXYDEG/EUnení potřeba | AE080RXYDEG/EUnení potřeba | AE120RXYDEG/EUnení potřeba | AE160RXYDEG/EUnení potřeba | AE080RXYDGG/EUnení potřeba | AE120RXYDGG/EUnení potřeba | AE160RXYDGG/EUnení potřeba |  | Outdoor UnitIndoor Unit |  |  | AE040RXEDEG/EUAE200RNWSEG/EU | AE060RXEDEG/EUAE200RNWSEG/EU | AE090RXEDEG/EUAE200RNWSEG/EU | AE040RXEDEG/EUAE260RNWSEG/EU | AE060RXEDEG/EUAE260RNWSEG/EU | AE090RXEDEG/EUAE260RNWSEG/EU | AE090RXEDGG/EUAE260RNWSGG/EU |  | Outdoor UnitIndoor Unit |  |  | AE040RXEDEG/EUAE090RNYDEG/EU | AE060RXEDEG/EUAE090RNYDEG/EU | AE090RXEDEG/EUAE090RNYDEG/EU | AE090RXEDGG/EUAE090RNYDGG/EU |  | Outdoor UnitIndoor Unit |  |  | AE120AXEDEH/EUAE160ANYDEH/EU | AE120AXEDGH/EUAE160ANYDGH/EU | AE160AXEDEH/EUAE160ANYDEH/EU | AE160AXEDGH/EUAE160ANYDGH/EU |  | Outdoor UnitIndoor Unit |  |  | AE044MXTPEH/EUAE200TNWTEH/EU | AE066MXTPEH/EUAE200TNWTEH/EU | AE090MXTPEH/EUAE200TNWTEH/EU | AE090MXTPGH/EUAE200TNWTEH/EU | AE044MXTPEH/EUAE260TNWTEH/EU | AE066MXTPEH/EUAE260TNWTEH/EU | AE090MXTPEH/EUAE260TNWTEH/EU | AE120MXTPEH/EUAE260TNWTEH/EU | AE160MXTPEH/EUAE260TNWTEH/EU | AE090MXTPGH/EUAE260TNWTEH/EU | AE120MXTPGH/EUAE260TNWTEH/EU | AE160MXTPGH/EUAE260TNWTEH/EU |  | Outdoor UnitIndoor Unit |  |  | AE044MXTPEH/EUAE090MNYDEH/EU | AE066MXTPEH/EUAE090MNYDEH/EU | AE090MXTPEH/EUAE090MNYDEH/EU | AE090MXTPGH/EUAE090MNYDGH/EU | AE120MXTPEH/EUAE160MNYDEH/EU | AE120MXTPGH/EUAE160MNYDGH/EU | AE160MXTPEH/EUAE160MNYDEH/EU | AE160MXTPGH/EUAE160MNYDGH/EU |  |  |  |  | AE080BXYDEG/EUAE200RNWMEG/EU | AE120BXYDEG/EUAE200RNWMEG/EU | AE140BXYDEG/EUAE200RNWMEG/EU | AE080BXYDGG/EUAE260RNWMGG/EU | AE120BXYDGG/EUAE260RNWMGG/EU | AE140BXYDGG/EUAE260RNWMGG/EU | AE080BXYDEG/EUnení potřeba | AE120BXYDEG/EUnení potřeba | AE140BXYDEG/EUnení potřeba | AE080BXYDGG/EUnení potřeba | AE120BXYDGG/EUnení potřeba | AE140BXYDGG/EUnení potřeba
2 |  | Vnitřní jednotka |  |  | AE200RNWMEG/EU | AE200RNWMEG/EU | AE200RNWMEG/EU | AE200RNWMEG/EU | AE260RNWMEG/EU | AE260RNWMEG/EU | AE260RNWMEG/EU | AE260RNWMGG/EU | AE260RNWMGG/EU | AE260RNWMGG/EU |  |  |  |  | MIM-03CN | MIM-03CN | MIM-03CN | MIM-03CN | MIM-03CN | MIM-03CN | MIM-03CN |  | Indoor Unit |  |  | AE200RNWSEG/EU | AE200RNWSEG/EU | AE200RNWSEG/EU | AE260RNWSEG/EU | AE260RNWSEG/EU | AE260RNWSEG/EU | AE260RNWSGG/EU |  | Indoor Unit |  |  | AE090RNYDEG/EU | AE090RNYDEG/EU | AE090RNYDEG/EU | AE090RNYDGG/EU |  | Indoor Unit |  |  | AE160ANYDEH/EU | AE160ANYDGH/EU | AE160ANYDEH/EU | AE160ANYDGH/EU |  | Indoor Unit |  |  | AE200TNWTEH/EU | AE200TNWTEH/EU | AE200TNWTEH/EU | AE200TNWTEH/EU | AE260TNWTEH/EU | AE260TNWTEH/EU | AE260TNWTEH/EU | AE260TNWTEH/EU | AE260TNWTEH/EU | AE260TNWTEH/EU | AE260TNWTEH/EU | AE260TNWTEH/EU |  | Indoor Unit |  |  | AE090MNYDEH/EU | AE090MNYDEH/EU | AE090MNYDEH/EU | AE090MNYDGH/EU | AE160MNYDEH/EU | AE160MNYDGH/EU | AE160MNYDEH/EU | AE160MNYDGH/EU |  | Vnitřní jednotka |  |  | AE200RNWMEG/EU | AE200RNWMEG/EU | AE200RNWMEG/EU | AE260RNWMGG/EU | AE260RNWMGG/EU | AE260RNWMGG/EU | MIM-E03EN | MIM-E03EN | MIM-E03EN | MIM-E03EN | MIM-E03EN | MIM-E03EN | MIM-03CN
3 |  | Venkovní jednotka |  |  | AE050RXYDEG/EU | AE080RXYDEG/EU | AE120RXYDEG/EU | AE160RXYDEG/EU | AE080RXYDEG/EU | AE120RXYDEG/EU | AE160RXYDEG/EU | AE080RXYDGG/EU | AE120RXYDGG/EU | AE160RXYDGG/EU |  | Outdoor Unit |  |  | AE050RXYDEG/EU | AE080RXYDEG/EU | AE120RXYDEG/EU | AE160RXYDEG/EU | AE080RXYDGG/EU | AE120RXYDGG/EU | AE160RXYDGG/EU |  | Outdoor Unit |  |  | AE040RXEDEG/EU | AE060RXEDEG/EU | AE090RXEDEG/EU | AE040RXEDEG/EU | AE060RXEDEG/EU | AE090RXEDEG/EU | AE090RXEDGG/EU |  | Outdoor Unit |  |  | AE040RXEDEG/EU | AE060RXEDEG/EU | AE090RXEDEG/EU | AE090RXEDGG/EU |  | Outdoor Unit |  |  | AE120AXEDEH/EU | AE120AXEDGH/EU | AE160AXEDEH/EU | AE160AXEDGH/EU |  | Outdoor Unit |  |  | AE044MXTPEH/EU | AE066MXTPEH/EU | AE090MXTPEH/EU | AE090MXTPGH/EU | AE044MXTPEH/EU | AE066MXTPEH/EU | AE090MXTPEH/EU | AE120MXTPEH/EU | AE160MXTPEH/EU | AE090MXTPGH/EU | AE120MXTPGH/EU | AE160MXTPGH/EU |  | Outdoor Unit |  |  | AE044MXTPEH/EU | AE066MXTPEH/EU | AE090MXTPEH/EU | AE090MXTPGH/EU | AE120MXTPEH/EU | AE120MXTPGH/EU | AE160MXTPEH/EU | AE160MXTPGH/EU |  | Venkovní jednotka |  |  | AE080BXYDEG/EU | AE120BXYDEG/EU | AE140BXYDEG/EU | AE080BXYDGG/EU | AE120BXYDGG/EU | AE140BXYDGG/EU | AE080BXYDEG/EU | AE120BXYDEG/EU | AE140BXYDEG/EU | AE080BXYDGG/EU | AE120BXYDGG/EU | AE140BXYDGG/EU
4 |  | Ovladač |  |  | MWR-WW10JN | MWR-WW10JN | MWR-WW10JN | MWR-WW10JN | MWR-WW10JN | MWR-WW10JN | MWR-WW10JN | MWR-WW10JN | MWR-WW10JN | MWR-WW10JN |  |  |  |  | MWR-WW10N (dodán s jednotkou) | MWR-WW10N (dodán s jednotkou) | MWR-WW10N (dodán s jednotkou) | MWR-WW10N (dodán s jednotkou) | MWR-WW10N (dodán s jednotkou) | MWR-WW10N (dodán s jednotkou) | MWR-WW10N (dodán s jednotkou) |  |  |  |  | MWR-WW10JN | MWR-WW10JN | MWR-WW10JN | MWR-WW10JN | MWR-WW10JN | MWR-WW10JN | MWR-WW10JN |  |  |  |  | MWR-WW10N (dodán s jednotkou) | MWR-WW10N (dodán s jednotkou) | MWR-WW10N (dodán s jednotkou) | MWR-WW10N (dodán s jednotkou) |  |  |  |  | MWR-WW10N (dodán s jednotkou) | MWR-WW10N (dodán s jednotkou) | MWR-WW10N (dodán s jednotkou) | MWR-WW10N (dodán s jednotkou) |  |  |  |  | MWR-WW10JN | MWR-WW10JN | MWR-WW10JN | MWR-WW10JN | MWR-WW10JN | MWR-WW10JN | MWR-WW10JN | MWR-WW10JN | MWR-WW10JN | MWR-WW10JN | MWR-WW10JN | MWR-WW10JN |  |  |  |  | MWR-WW10N (dodán s jednotkou) | MWR-WW10N (dodán s jednotkou) | MWR-WW10N (dodán s jednotkou) | MWR-WW10N (dodán s jednotkou) | MWR-WW10N (dodán s jednotkou) | MWR-WW10N (dodán s jednotkou) | MWR-WW10N (dodán s jednotkou) | MWR-WW10N (dodán s jednotkou) |  | Ovladač |  |  | MWR-WW10JN | MWR-WW10JN | MWR-WW10JN | MWR-WW10JN | MWR-WW10JN | MWR-WW10JN | MWR-WW10N (dodán s jednotkou) | MWR-WW10N (dodán s jednotkou) | MWR-WW10N (dodán s jednotkou) | MWR-WW10N (dodán s jednotkou) | MWR-WW10N (dodán s jednotkou) | MWR-WW10N (dodán s jednotkou)
5 | System | [13 empty] | System | [10 empty] | System | [10 empty] | System | [7 empty] | System | [7 empty] | System |  |  |  | - | - | - | - | - | - | - | - | - | - | - | - | System |  |  |  | - | - | - | - | - | - | - | - | System
6 | Provozní rozsah | Nominální výkon | vytápění A7/W35 / A7/W55 | kW | 5 / 4,3 | 8 / 7,1 | 12 / 11,3 | 16 / 15 | 8 / 7,1 | 12 / 11,3 | 16 / 15 | 8 / 7,1 | 12 / 11,3 | 16 / 15 | Operation | Nominal Capacity | Heating A7/W35¹ / A7/W55² | W | 5 / 4,3 | 8 / 7,1 | 12 / 11,3 | 16 / 15 | 8 / 7,1 | 12 / 11,3 | 16 / 15 | Operation | Nominal Capacity | Heating A7/W35¹ / A7/W55² | W | 4,4 / 3,9 | 6 / 5,2 | 9 / 8 | 4,4 / 3,9 | 6 / 5,2 | 9 / 8 | 9 / 8 | Operation | Nominal Capacity | Heating A7/W35¹ / A7/W55² | W | 4,4 / 3,9 | 6 / 5,2 | 9 / 8 | 9 / 8 | Operation | Nominal Capacity | Heating A7/W35¹ | W | 12 | 12 | 16 | 16 | Operation | Nominal Capacity | Heating A7/W35¹ / A7/W55² | W | 4,4 / 3,83 | 6,6 / 4,8 | 9 / 7,66 | 9 / 7,66 | 4,4 / 3,83 | 6,6 / 4,8 | 9 / 7,66 | 12 / 10,72 | 16 / 14,6 | 9 / 7,66 | 12 / 10,72 | 16 / 14,6 | Operation | Nominal Capacity | Heating A7/W35¹ / A7/W55² | W | 4,4 / 3,83 | 6,6 / 4,8 | 9 / 7,66 | 9 / 7,66 | 12 / 10,72 | 12 / 10,72 | 16 / 14,6 | 16 / 14,6 | Provozní rozsah | Nominální výkon | vytápění A7/W35 / A7/W55 | kW | 8 / 8 | 12 / 12 | 14 / 14 | 8 / 8 | 12 / 12 | 14 / 14 | 8 / 8 | 12 / 12 | 14 / 14 | 8 / 8 | 12 / 12 | 14 / 14
7 |  |  | chlazení A35/W18 | kW | 5 | 7,5 | 12 | 14 | 7,5 | 12 | 14 | 7,5 | 12 | 14 |  |  | CoolingA35/W18¹ | W | 5 | 7,5 | 12 | 14 | 7,5 | 12 | 14 |  |  | CoolingA35/W18¹ | W | 5 | 6,5 | 8,7 | 5 | 6,5 | 8,7 | 8,7 |  |  | CoolingA35/W18¹ | W | 5 | 6,5 | 8,7 | 8,7 |  |  | CoolingA35/W18¹ | W | 12 | 12 | 15 | 15 |  |  | CoolingA35/W18¹ | W | 5,1 | 6,7 | 8 | 8 | 5,1 | 6,7 | 8 | 12 | 14,5 | 8 | 12 | 14,5 |  |  | CoolingA35/W18¹ | W | 5,1 | 6,7 | 8 | 8 | 12 | 12 | 14,5 | 14,5 |  |  | chlazení A35/W18 | kW | 8 | 12 | 14 | 8 | 12 | 14 | 8 | 12 | 14 | 8 | 12 | 14
8 |  | Nominální příkon | vytápění A7/W35 / A7/W55 | kW | 1,03 / 1,52 | 1,77 / 2,53 | 2,65 / 3,73 | 3,62 / 5,18 | 1,77 / 2,53 | 2,65 / 3,73 | 3,62 / 5,18 | 1,77 / 2,53 | 2,65 / 3,73 | 3,62 / 5,18 |  | Power Input (Nominal) | Heating A7/W35¹ / A7/W55² | W | 1,03 / 1,52 | 1,77 / 2,53 | 2,65 / 3,73 | 3,62 / 5,18 | 1,77 / 2,53 | 2,65 / 3,73 | 3,62 / 5,18 |  | Power Input (Nominal) | Heating A7/W35¹ / A7/W55² | W | 0,846 / 1,32 | 1,22 / 1,81 | 1,87 / 2,73 | 0,846 / 1,32 | 1,22 / 1,81 | 1,87 / 2,73 | 1,87 / 2,73 |  | Power Input (Nominal) | Heating A7/W35¹ / A7/W55² | W | 0,846 / 1,32 | 1,22 / 1,81 | 1,87 / 2,73 | 1,87 / 2,73 |  | Power Input (Nominal) | Heating A7/W35¹ | W | 2,59 | 2,59 | 3,76 | 3,76 |  | Power Input (Nominal) | Heating A7/W35¹ / A7/W55² | W | 0,93 / 1,37 | 1,47 / 1,85 | 2,12 / 2,82 | 2,12 / 2,82 | 0,93 / 1,37 | 1,47 / 1,85 | 2,12 / 2,82 | 2,72 / 3,91 | 3,95 / 5,32 | 2,12 / 2,82 | 2,72 / 3,91 | 3,95 / 5,32 |  | Power Input (Nominal) | Heating A7/W35¹ / A7/W55² | W | 0,93 / 1,37 | 1,47 / 1,85 | 2,12 / 2,82 | 2,12 / 2,82 | 2,72 / 3,91 | 2,72 / 3,91 | 3,95 / 5,32 | 3,95 / 5,32 |  | Nominální příkon | vytápění A7/W35 / A7/W55 | kW | 1,6 / 2,5 | 2,35 / 3,53 | 2,77 / 4,18 | 1,6 / 2,5 | 2,35 / 3,53 | 2,77 / 4,18 | 1,6 / 2,5 | 2,35 / 3,53 | 2,77 / 4,18 | 1,6 / 2,5 | 2,35 / 3,53 | 2,77 / 4,18
9 |  |  | chlazení A35/W18 | kW | 1,14 | 1,9 | 2,77 | 3,28 | 1,9 | 2,77 | 3,28 | 1,9 | 2,77 | 3,28 |  |  | CoolingA35/W18¹ | W | 1,14 | 1,9 | 2,77 | 3,28 | 1,9 | 2,77 | 3,28 |  |  | CoolingA35/W18¹ | W | 1,09 | 1,47 | 2,11 | 1,09 | 1,47 | 2,11 | 2,11 |  |  | CoolingA35/W18¹ | W | 1,09 | 1,47 | 2,11 | 2,11 |  |  | CoolingA35/W18¹ | W | 3,1 | 3,1 | 4,14 | 4,14 |  |  | CoolingA35/W18¹ | W | 1,03 | 1,48 | 1,85 | 1,86 | 1,03 | 1,48 | 1,85 | 2,9 | 3,84 | 1,86 | 2,9 | 3,84 |  |  | CoolingA35/W18¹ | W | 1,03 | 1,48 | 1,85 | 1,86 | 2,9 | 2,9 | 3,84 | 3,84 |  |  | chlazení A35/W18 | kW | 1.7 | 2.64 | 3.14 | 1.7 | 2.64 | 3.14 | 1.7 | 2.64 | 3.14 | 1.7 | 2.64 | 3.14
10 |  | COP A7/W35 / (A7/W55) |  | W/W | 4,85/2,83 | 4,52/2,81 | 4,53/3,03 | 4,42/2,90 | 4,52/2,81 | 4,53/3,03 | 4,42/2,90 | 4,52/2,81 | 4,53/3,03 | 4,42/2,90 |  | COP (Nominal Heating) A7/W35¹ |  | W/W | 4.85 | 4.52 | 4.53 | 4.42 | 4.52 | 4.53 | 4.42 |  | COP (Nominal Heating) A7/W35¹ / A7/W55² |  | W/W | 5,20/2,95 | 4,92/2,87 | 4,81/2,93 | 5,20/2,95 | 4,92/2,87 | 4,81/2,93 | 4,81/2,93 |  | COP (Nominal Heating) A7/W35¹ |  | W/W | 5.2 | 4.92 | 4.81 | 4.81 |  | COP (Nominal Heating) A7/W35¹ |  | W/W | 4.63 | 4.63 | 4.26 | 4.26 |  | COP (Nominal Heating) A7/W35¹ / A7/W55² |  | W/W | 4.73 | 4.49 | 4.25 | 4.25 | 4.73 | 4.49 | 4.25 | 4.41 | 4.05 | 4.25 | 4.41 | 4.05 |  | COP (Nominal Heating) A7/W35¹ |  | W/W | 4.73 | 4.49 | 4.25 | 4.25 | 4.41 | 4.41 | 4.05 | 4.05 |  | COP A7/W35 / (A7/W55) |  | W/W | 5 / 3,2 | 5,11 / 3,4 | 5,05 / 3,35 | 5 / 3,2 | 5,11 / 3,4 | 5,05 / 3,35 | 5 / 3,2 | 5,11 / 3,4 | 5,05 / 3,35 | 5 / 3,2 | 5,11 / 3,4 | 5,05 / 3,35
11 |  | EER A35/W18 |  | W/W | 4.39 | 3.95 | 4.33 | 4.27 | 3.95 | 4.33 | 4.27 | 3.95 | 4.33 | 4.27 |  | EER (Nominal Cooling) A35/W18¹ |  | W/W | 4.39 | 3.95 | 4.33 | 4.27 | 3.95 | 4.33 | 4.27 |  | EER (Nominal Cooling) A35/W18¹ |  | W/W | 4.59 | 4.42 | 4.12 | 4.59 | 4.42 | 4.12 | 4.12 |  | EER (Nominal Cooling) A35/W18¹ |  | W/W | 4.59 | 4.42 | 4.12 | 4.12 |  | EER (Nominal Cooling) A35/W18¹ |  | W/W | 3.87 | 3.87 | 3.62 | 3.62 |  | EER (Nominal Cooling) A35/W18¹ |  | W/W | 4.95 | 4.53 | 4.32 | 4.3 | 4.95 | 4.53 | 4.32 | 4.14 | 3.78 | 4.3 | 4.14 | 3.78 |  | EER (Nominal Cooling) A35/W18¹ |  | W/W | 4.95 | 4.53 | 4.32 | 4.3 | 4.14 | 4.14 | 3.78 | 3.78 |  | EER A35/W18 |  | W/W | 4.71 | 4.55 | 4.46 | 4.71 | 4.55 | 4.46 | 4.71 | 4.55 | 4.46 | 4.71 | 4.55 | 4.46
12 |  | SCOP LWT 35°C/ 55°C |  | W/W | 4,46/3,2 | 4,44/3,23 | 4,69/3,51 | 4,48/3,53 | 4,44/3,23 | 4,69/3,51 | 4,48/3,53 | 4,44/3,23 | 4,69/3,51 | 4,48/3,53 |  |  |  |  | - | - | - | - | - | - | - |  | SCOP LWT 35°C/ 55°C |  | W/W | 4,58/3,25 | 4,58/3,31 | 4,45/3,24 | 4,58/3,25 | 4,58/3,31 | 4,45/3,24 | 4,45/3,24 |  |  |  |  | - | - | - | - |  |  |  |  | - | - | - | - |  | SCOP LWT 35°C/ 55°C |  | W/W | 4.42 | 4.42 | 4.42 | 4.45 | 4.42 | 4.42 | 4.42 | 4.66 | 4.63 | 4.45 | 4.66 | 4.63 |  | SCOP LWT 35°C |  | W/W | 4.42 | 4.42 | 4.42 | 4.45 | 4.66 | 4.66 | 4.63 | 4.63 |  | SCOP LWT 35°C/ 55°C |  | W/W | 4,64 / 3,38 | 4,9 / 3,78 | 4,83 / 3,75 | 4,64 / 3,38 | 4,9 / 3,78 | 4,83 / 3,75 | 4,64 / 3,38 | 4,9 / 3,78 | 4,83 / 3,75 | 4,64 / 3,38 | 4,9 / 3,78 | 4,83 / 3,75
13 |  | Celoroční účinnost prostorového vytápění ηs LWT 35°C/ 55°C |  | ETA% | 175/ 125 | 175/ 126 | 185/ 138 | 176/ 138 | 175/ 126 | 185/ 138 | 176/ 138 | 175/ 126 | 185/ 138 | 176/ 138 |  | Seasonal space heating enr.efficiency ηs LWT 35°C/ 55°C |  | ETA% | 175/ 125 | 175/ 126 | 185/ 138 | 176/ 138 | 175/ 126 | 185/ 138 | 176/ 138 |  | Seasonal space heating enr.efficiency ηs LWT 35°C/ 55°C |  | ETA% | 180/ 127 | 180/ 129 | 175/ 127 | 180/ 127 | 180/ 129 | 175/ 127 | 175/ 127 |  | Seasonal space heating enr.efficiency ηs LWT 35°C/ 55°C |  | ETA% | 180/ 127 | 180/ 129 | 175/ 127 | 175/ 127 |  | Seasonal space heating enr.efficiency ηs LWT 35°C/ 55°C |  | ETA% | 184/ 107 | 184/ 107 | 173/ 115 | 173/ 115 |  | Seasonal space heating enr.efficiency ηs LWT 35°C/ 55°C |  | ETA% | 174/ 110 | 173/ 115 | 174/ 117 | 175/ 111 | 174/ 110 | 173/ 115 | 174/ 117 | 186/ 117 | 185/ 122 | 175/ 111 | 186/ 117 | 185/ 122 |  | Seasonal space heating enr.efficiency ηs LWT 35°C/ 55°C |  | ETA% | 174/ 110 | 174/ 115 | 174/ 117 | 175/ 111 | 183/ 114 | 183/ 114 | 182/ 119 | 182/ 119 |  | Celoroční účinnost prostorového vytápění ηs LWT 35°C/ 55°C |  | ETA% |  | - | - | - | - | - | - | - | - | - | - | -
14 |  | Třída celoroční účinnosti prostorového vytápění * LWT 35°C/ 55°C |  | - | A+++/A++ | A+++/A++ | A+++/A++ | A+++/A++ | A+++/A++ | A+++/A++ | A+++/A++ | A+++/A++ | A+++/A++ | A+++/A++ |  | Seasonal space heating eff. class ** LWT 35°C/ 55°C |  | - | A+++/A++ | A+++/A++ | A+++/A++ | A+++/A++ | A+++/A++ | A+++/A++ | A+++/A++ |  | Average Seasonal space heating eff. class ** LWT 35°C/ 55°C |  | - | A+++/A++ | A+++/A++ | A+++/A++ | A+++/A++ | A+++/A++ | A+++/A++ | A+++/A++ |  | Seasonal space heating eff. class ** LWT 35°C/ 55°C |  | - | A+++/A++ | A+++/A++ | A+++/A++ | A+++/A++ |  | Seasonal space heating eff. class LWT 35°C/ 55°C |  | - | A+++/ A+ | A+++/ A+ | A++/ A+ | A++/ A+ |  | Average Seasonal space heating eff. class ** LWT 35°C/ 55°C |  | - | A++/A+ | A++/A+ | A++/A+ | A+++/A+ | A++/A+ | A++/A+ | A++/A+ | A+++/A+ | A+++/A+ | A+++/A+ | A+++/A+ | A+++/A+ |  | Seasonal space heating eff. class LWT 35°C/ 55°C |  | - | A++/A+ | A++/A+ | A++/A+ | A+++/A+ | A+++/A+ | A+++/A+ | A+++/A+ | A+++/A+ |  | Třída celoroční účinnosti prostorového vytápění * LWT 35°C/ 55°C |  | - | A+++ / A++ | A+++ / A++ | A+++ / A++ | A+++ / A++ | A+++ / A++ | A+++ / A++ | A+++ / A++ | A+++ / A++ | A+++ / A++ | A+++ / A++ | A+++ / A++ | A+++ / A++
15 |  | Doporučené jištění | Venkovní | A | 20 | 25 | 32 | 32 | 25 | 32 | 32 | 16 | 16 | 16 |  | Doporučené jištění | Venkovní | A | 20 | 25 | 32 | 32 | 16 | 16 | 16 |  | Doporučené jištění | Venkovní | A | 20 | 20 | 25 | 20 | 20 | 25 | 16 |  | Doporučené jištění | Venkovní | A | 20 | 20 | 25 | 16 |  | Doporučené jištění | Venkovní | A | 32 | 16 | 32 | 16 |  | Doporučené jištění | Venkovní | A | 20 | 25 | 25 | 16 | 25 | 25 | 25 | 32 | 40 | 16 | 16 | 16 |  | Doporučené jištění | Venkovní | A | 20 | 25 | 25 | 32 | 40 | 16 | 16 | 16 |  | Doporučené jištění | Venkovní | A | 25 | 32 | 32 | 16 | 16 | 16 | 25 | 32 | 32 | 16 | 16 | 16
16 |  |  | Vnitřní | A | 25 | 25 | 25 | 25 | 25 | 25 | 25 | 16 + 16 (230V booster) | 16 + 16 (230V booster) | 16 + 16 (230V booster) |  |  | Vnitřní | A | 16 | 16 | 16 | 16 | 16 (230V) | 16 (230V) | 16 (230V) |  |  | Vnitřní | A | 25 | 25 | 25 | 25 | 25 | 25 | 16 + 16 (230V booster) |  |  | Vnitřní | A | 25 | 25 | 25 | 16 |  |  | Vnitřní | A | 32 | 16 | 32 | 16 |  |  | Vnitřní | A | 25 | 25 | 25 | 25 | 25 | 25 | 25 | 25 | 25 | 25 | 25 | 25 |  |  | Vnitřní | A | 32 | 32 | 32 | 32 | 32 | 16 | 16 | 16 |  |  | Vnitřní | A | 25 | 25 | 25 | 16 + 16 (230V booster) | 16 + 16 (230V booster) | 16 + 16 (230V booster) | 16 | 16 | 16 | 16 (230V) | 16 (230V) | 16 (230V) | pro ridici sadu pouze při zapojeni boosteru 3kW
17 |  | Průtok vody | 35°C / 55°C | l/min | 14,4/7,8 | 23,1/12,8 | 34,6/20,4 | 46,2/27,1 | 23,1/12,8 | 34,6/20,4 | 46,2/27,1 | 23,1/12,8 | 34,6/20,4 | 46,2/27,1 |  |  |  |  | 14,4/7,8 | 23,1/12,8 | 34,6/20,4 | 46,2/27,1 | 23,1/12,8 | 34,6/20,4 | 46,2/27,1 |  |  |  |  | 12,7/7,0 | 17,3/9,4 | 26,0/14,4 | 12,7/7,0 | 17,3/9,4 | 26,0/14,4 | 26,0/14,4 |  |  |  |  | 12,7/7,0 | 17,3/9,4 | 26,0/14,4 | 26,0/14,4 |  |  |  |  | 35 | 35 | 46 | 46 |  |  |  |  | 12,7/6,8 | 19,0/8,7 | 26,0/13,8 | 26,0/14,3 | 12,7/6,8 | 19,0/8,7 | 26,0/13,8 | 34,6/19,3 | 46,2/26,3 | 26,0/14,3 | 34,6/19,3 | 46,2/26,3 |  |  |  |  | 12,7/6,8 | 19,0/8,7 | 26,0/13,8 | 26,0/14,3 | 34,6/19,3 | 34,6/19,3 | 46,2/26,3 | 46,2/26,3 |  | Průtok vody | 35°C / 55°C | l/min | 23.1 | 34.6 | 40.4 | 23.1 | 34.6 | 40.4 | 23.1 | 34.6 | 40.4 | 23.1 | 34.6 | 40.4
18 |  | Teplota výstupní vody | vytápění | ℃ | 15~65 | 15~65 | 15~65 | 15~65 | 15~65 | 15~65 | 15~65 | 15~65 | 15~65 | 15~65 |  | Leaving Water Temperature ²) | Heating | ℃ | 15~65 | 15~65 | 15~65 | 15~65 | 15~65 | 15~65 | 15~65 |  | Leaving Water Temperature ³) | Heating | ℃ | 15~65 | 15~65 | 15~65 | 15~65 | 15~65 | 15~65 | 15~65 |  | Leaving Water Temperature ²) | Heating | ℃ | 15~65 | 15~65 | 15~65 | 15~65 |  | Leaving Water Temperature | Heating | ℃ | 25~55 | 25~55 | 25~55 | 25~55 |  | Leaving Water Temperature | Heating | ℃ | 15~55 | 15~55 | 15~55 | 15~55 | 15~55 | 15~55 | 15~55 | 15~55 | 15~55 | 15~55 | 15~55 | 15~55 |  | Leaving Water Temperature | Heating | ℃ | 15~55 (H/P : 25~55) | 15~55 (H/P : 25~55) | 15~55 (H/P : 25~55) | 15~55 (H/P : 25~55) | 15~55 (H/P : 25~55) | 15~55 (H/P : 25~55) | 15~55 (H/P : 25~55) | 15~55 (H/P : 25~55) |  | Teplota výstupní vody | vytápění | ℃ | 15~70 | 15~70 | 15~70 | 15~70 | 15~70 | 15~70 | 15~70 | 15~70 | 15~70 | 15~70 | 15~70 | 15~70
19 |  |  | chlazení | ℃ | 5~25 | 5~25 | 5~25 | 5~25 | 5~25 | 5~25 | 5~25 | 5~25 | 5~25 | 5~25 |  |  | Cooling | ℃ | 5~25 | 5~25 | 5~25 | 5~25 | 5~25 | 5~25 | 5~25 |  |  | Cooling | ℃ | 5~25 | 5~25 | 5~25 | 5~25 | 5~25 | 5~25 | 5~25 |  |  | Cooling | ℃ | 5~25 | 5~25 | 5~25 | 5~25 |  |  | Cooling | ℃ | 5~25 | 5~25 | 5~25 | 5~25 |  |  | Cooling | ℃ | 5~25 | 5~25 | 5~25 | 5~25 | 5~25 | 5~25 | 5~25 | 5~25 | 5~25 | 5~25 | 5~25 | 5~25 |  |  | Cooling | ℃ | 5~25 | 5~25 | 5~25 | 5~25 | 5~25 | 5~25 | 5~25 | 5~25 |  |  | chlazení | ℃ | 5~25 | 5~25 | 5~25 | 5~25 | 5~25 | 5~25 | 5~25 | 5~25 | 5~25 | 5~25 | 5~25 | 5~25
20 | Funkce |  |  | - | Smart Grid Ready/PV Enabled | Smart Grid Ready/PV Enabled | Smart Grid Ready/PV Enabled | Smart Grid Ready/PV Enabled | Smart Grid Ready/PV Enabled | Smart Grid Ready/PV Enabled | Smart Grid Ready/PV Enabled | Smart Grid Ready/PV Enabled | Smart Grid Ready/PV Enabled | Smart Grid Ready/PV Enabled | Functions | Smart Grid Ready |  | - | PV Enabled | PV Enabled | PV Enabled | PV Enabled | PV Enabled | PV Enabled | PV Enabled | Functions | Smart Grid Ready |  | - | Smart Grid Ready/PV Enabled | Smart Grid Ready/PV Enabled | Smart Grid Ready/PV Enabled | Smart Grid Ready/PV Enabled | Smart Grid Ready/PV Enabled | Smart Grid Ready/PV Enabled | Smart Grid Ready/PV Enabled | Functions | Smart Grid Ready |  | - | Smart Grid Ready/PV Enabled | Smart Grid Ready/PV Enabled | Smart Grid Ready/PV Enabled | Smart Grid Ready/PV Enabled |  |  |  |  | 3-stupňový tichý režim | 3-stupňový tichý režim | 3-stupňový tichý režim | 3-stupňový tichý režim | Functions | Smart Grid Ready |  | - | Smart Grid Ready/PV Enabled | Smart Grid Ready/PV Enabled | Smart Grid Ready/PV Enabled | Smart Grid Ready/PV Enabled | Smart Grid Ready/PV Enabled | Smart Grid Ready/PV Enabled | Smart Grid Ready/PV Enabled | Smart Grid Ready/PV Enabled | Smart Grid Ready/PV Enabled | Smart Grid Ready/PV Enabled | Smart Grid Ready/PV Enabled | Smart Grid Ready/PV Enabled |  |  |  |  | Smart Grid Ready/PV Enabled | Smart Grid Ready/PV Enabled | Smart Grid Ready/PV Enabled | Smart Grid Ready/PV Enabled | Smart Grid Ready/PV Enabled | Smart Grid Ready/PV Enabled | Smart Grid Ready/PV Enabled | Smart Grid Ready/PV Enabled | Funkce |  |  | - | Smart Grid Ready/PV Enabled | Smart Grid Ready/PV Enabled | Smart Grid Ready/PV Enabled | Smart Grid Ready/PV Enabled | Smart Grid Ready/PV Enabled | Smart Grid Ready/PV Enabled | Smart Grid Ready/PV Enabled | Smart Grid Ready/PV Enabled | Smart Grid Ready/PV Enabled | Smart Grid Ready/PV Enabled | Smart Grid Ready/PV Enabled | Smart Grid Ready/PV Enabled
21 |  |  |  | - | 3-stupňový tichý režim | 3-stupňový tichý režim | 3-stupňový tichý režim | 3-stupňový tichý režim | 3-stupňový tichý režim | 3-stupňový tichý režim | 3-stupňový tichý režim | 3-stupňový tichý režim | 3-stupňový tichý režim | 3-stupňový tichý režim |  | PV Enabled |  | - | 3-stupňový tichý režim | 3-stupňový tichý režim | 3-stupňový tichý režim | 3-stupňový tichý režim | 3-stupňový tichý režim | 3-stupňový tichý režim | 3-stupňový tichý režim |  | PV Enabled |  | - | 4-stupňový tichý režim | 4-stupňový tichý režim | 4-stupňový tichý režim | 4-stupňový tichý režim | 4-stupňový tichý režim | 4-stupňový tichý režim | 4-stupňový tichý režim |  | PV Enabled |  | - | 4-stupňový tichý režim | 4-stupňový tichý režim | 4-stupňový tichý režim | 4-stupňový tichý režim |  |  |  |  | 2-zónová regulace s termostatem třetí strany | 2-zónová regulace s termostatem třetí strany | 2-zónová regulace s termostatem třetí strany | 2-zónová regulace s termostatem třetí strany |  | PV Enabled |  | - | 3-stupňový tichý režim | 3-stupňový tichý režim | 3-stupňový tichý režim | 3-stupňový tichý režim | 3-stupňový tichý režim | 3-stupňový tichý režim | 3-stupňový tichý režim | 3-stupňový tichý režim | 3-stupňový tichý režim | 3-stupňový tichý režim | 3-stupňový tichý režim | 3-stupňový tichý režim |  |  |  |  | 3-stupňový tichý režim | 3-stupňový tichý režim | 3-stupňový tichý režim | 3-stupňový tichý režim | 3-stupňový tichý režim | 3-stupňový tichý režim | 3-stupňový tichý režim | 3-stupňový tichý režim |  |  |  | - | 4-stupňový tichý režim | 4-stupňový tichý režim | 4-stupňový tichý režim | 4-stupňový tichý režim | 4-stupňový tichý režim | 4-stupňový tichý režim | 4-stupňový tichý režim | 4-stupňový tichý režim | 4-stupňový tichý režim | 4-stupňový tichý režim | 4-stupňový tichý režim | 4-stupňový tichý režim
22 |  |  |  | - | 2-zónová regulace | 2-zónová regulace | 2-zónová regulace | 2-zónová regulace | 2-zónová regulace | 2-zónová regulace | 2-zónová regulace | 2-zónová regulace | 2-zónová regulace | 2-zónová regulace |  | 2-Zone Control |  | - | 2-zónová regulace | 2-zónová regulace | 2-zónová regulace | 2-zónová regulace | 2-zónová regulace | 2-zónová regulace | 2-zónová regulace |  | 2-Zone Control |  | - | 2-zónová regulace | 2-zónová regulace | 2-zónová regulace | 2-zónová regulace | 2-zónová regulace | 2-zónová regulace | 2-zónová regulace |  | 2-Zone Control |  | - | 2-zónová regulace | 2-zónová regulace | 2-zónová regulace | 2-zónová regulace |  |  |  |  | - | - | - | - |  | 2-Zone Control |  | - | 2-zónová regulace | 2-zónová regulace | 2-zónová regulace | 2-zónová regulace | 2-zónová regulace | 2-zónová regulace | 2-zónová regulace | 2-zónová regulace | 2-zónová regulace | 2-zónová regulace | 2-zónová regulace | 2-zónová regulace |  |  |  |  | 2-zónová regulace | 2-zónová regulace | 2-zónová regulace | 2-zónová regulace | 2-zónová regulace | 2-zónová regulace | 2-zónová regulace | 2-zónová regulace |  |  |  | - | 2-zónová regulace | 2-zónová regulace | 2-zónová regulace | 2-zónová regulace | 2-zónová regulace | 2-zónová regulace | 2-zónová regulace | 2-zónová regulace | 2-zónová regulace | 2-zónová regulace | 2-zónová regulace | 2-zónová regulace
23 | Outdoor Unit | [13 empty] | Outdoor Unit | [10 empty] | Outdoor Unit | [10 empty] | Outdoor Unit | [7 empty] | Outdoor Unit | [7 empty] | Outdoor Unit |  |  |  | - | - | - | - | - | - | - | - | - | - | - | - | Outdoor Unit | [11 empty] | Outdoor Unit
24 | Napájení |  |  | Φ, V, Hz | 1Ф, 220~240V, 50Hz | 1Ф, 220~240V, 50Hz | 1Ф, 220~240V, 50Hz | 1Ф, 220~240V, 50Hz | 1Ф, 220~240V, 50Hz | 1Ф, 220~240V, 50Hz | 1Ф, 220~240V, 50Hz | 3Ф, 380~415V, 50Hz | 3Ф, 380~415V, 50Hz | 3Ф, 380~415V, 50Hz | Power Supply |  |  | Φ, V, Hz | 1Ф, 220~240V, 50Hz | 1Ф, 220~240V, 50Hz | 1Ф, 220~240V, 50Hz | 1Ф, 220~240V, 50Hz | 3Ф, 380~415V, 50Hz | 3Ф, 380~415V, 50Hz | 3Ф, 380~415V, 50Hz | Power Supply |  |  | Φ, V, Hz | 1Ф, 220~240V, 50Hz | 1Ф, 220~240V, 50Hz | 1Ф, 220~240V, 50Hz | 1Ф, 220~240V, 50Hz | 1Ф, 220~240V, 50Hz | 1Ф, 220~240V, 50Hz | 3Ф, 380~415V, 50Hz |  |  |  |  | 1Ф, 2, 220~240V, 50Hz | 1Ф, 2, 220~240V, 50Hz | 1Ф, 2, 220~240V, 50Hz | 3Ф, 4, 380~415V, 50Hz | Power Supply |  |  | Φ, V, Hz | 1Ф, 220~240V, 50Hz | 3Ф, 380~415V, 50Hz | 1Ф, 220~240V, 50Hz | 3Ф, 380~415V, 50Hz | Power Supply |  |  | Φ, V, Hz | 1Ф, 2, 220~240V, 50Hz | 1Ф, 2, 220~240V, 50Hz | 1Ф, 2, 220~240V, 50Hz | 3Ф, 4, 380~415V, 50Hz | 1Ф, 2, 220~240V, 50Hz | 1Ф, 2, 220~240V, 50Hz | 1Ф, 2, 220~240V, 50Hz | 1Ф, 2, 220~240V, 50Hz | 1Ф, 2, 220~240V, 50Hz | 3Ф, 4, 380~415V, 50Hz | 3Ф, 4, 380~415V, 50Hz | 3Ф, 4, 380~415V, 50Hz | Power Supply |  |  | Φ, V, Hz | 1Ф, 2, 220~240V, 50Hz | 1Ф, 2, 220~240V, 50Hz | 1Ф, 2, 220~240V, 50Hz | 3Ф, 4, 380~415V, 50Hz | 1Ф, 2, 220~240V, 50Hz | 3Ф, 4, 380~415V, 50Hz | 1Ф, 2, 220~240V, 50Hz | 3Ф, 4, 380~415V, 50Hz | Napájení |  |  | Φ, V, Hz | 1Ф, 2, 220~240V, 50Hz | 1Ф, 2, 220~240V, 50Hz | 1Ф, 2, 220~240V, 50Hz | 3Ф, 4, 380~415V, 50Hz | 3Ф, 4, 380~415V, 50Hz | 3Ф, 4, 380~415V, 50Hz | 1Ф, 2, 220~240V, 50Hz | 1Ф, 2, 220~240V, 50Hz | 1Ф, 2, 220~240V, 50Hz | 3Ф, 4, 380~415V, 50Hz | 3Ф, 4, 380~415V, 50Hz | 3Ф, 4, 380~415V, 50Hz
25 | Kompresor | Typ |  | - | BLDC Twin Rotary | BLDC Twin Rotary | BLDC Twin Rotary | BLDC Twin Rotary | BLDC Twin Rotary | BLDC Twin Rotary | BLDC Twin Rotary | BLDC Twin Rotary | BLDC Twin Rotary | BLDC Twin Rotary | Compressor | Type |  | - | BLDC Twin Rotary | BLDC Twin Rotary | BLDC Twin Rotary | BLDC Twin Rotary | BLDC Twin Rotary | BLDC Twin Rotary | BLDC Twin Rotary | Compressor | Type |  | - | BLDC Twin Rotary | BLDC Twin Rotary | BLDC Twin Rotary | BLDC Twin Rotary | BLDC Twin Rotary | BLDC Twin Rotary | BLDC Twin Rotary | Compressor | Type |  | - | BLDC Twin Rotary | BLDC Twin Rotary | BLDC Twin Rotary | BLDC Twin Rotary | Compressor | Type |  | - | BLDC Twin Rotary | BLDC Twin Rotary | BLDC Twin Rotary | BLDC Twin Rotary | Compressor | Type |  | - | Rotary Comp | Rotary Comp | Rotary Comp | Rotary Comp | Rotary Comp | Rotary Comp | Rotary Comp | Rotary Comp | Rotary Comp | Rotary Comp | Rotary Comp | Rotary Comp | Compressor | Type |  | - | Rotary Comp | Rotary Comp | Rotary Comp | Rotary Comp | Rotary Comp | Rotary Comp | Rotary Comp | Rotary Comp | Kompresor | Typ |  | - | Scroll | Scroll | Scroll | Scroll | Scroll | Scroll | Scroll | Scroll | Scroll | Scroll | Scroll | Scroll
26 | Ohřev vany | Výkon |  | kW | - | 0.15 | 0.15 | 0.15 | 0.15 | 0.15 | 0.15 | 0.15 | 0.15 | 0.15 | Base Heater |  |  | - | - | 0.15 | 0.15 | 0.15 | 0.15 | 0.15 | 0.15 | Base Heater |  |  | - | - | - | 0.15 | - | - | 0.15 | 0.15 | Base Heater |  |  | - | - | - | 0.15 | 0.15 | Base Heater |  |  | - | 0.15 | 0.15 | 0.15 | 0.15 |  |  |  |  | - |  | - | - | - | - | - | - | - | - | - | - |  |  |  |  | - | - | - | - | - | - | - | - | Ohřev vany | Výkon |  | kW | 0.15 | 0.15 | 0.15 | 0.15 | 0.15 | 0.15 | 0.15 | 0.15 | 0.15 | 0.15 | 0.15 | 0.15
27 | Hluk | Hladina ak. tlaku | vytápění nom. | dB(A) | 45 | 48 | 50 | 52 | 48 | 50 | 52 | 48 | 50 | 52 | Sound | Sound Pressure ³) | Heating Std | dB(A) | 45 | 48 | 50 | 52 | 48 | 50 | 52 | Sound | Sound Pressure 4) | Heating Std | dB(A) | 44 | 47 | 49 | 44 | 47 | 49 | 49 | Sound | Sound Pressure ³) |  | dB(A) | 44 | 47 | 49 | 49 | Sound | Sound Pressure 2) |  | dB(A) | 50 | 50 | 52 | 52 | Sound | Sound Pressure 2) | Heating Std | dB(A) | 47 | 48 | 51 | 51 | 47 | 48 | 51 | 52 | 55 | 51 | 52 | 55 | Sound | Sound Pressure 2) | Heating Std | dB(A) | 47 | 48 | 51 | 51 | 52 | 52 | 55 | 55 | Hluk | Hladina ak. tlaku | vytápění nom. | dB(A) | 42 | 46 | 47 | 42 | 46 | 47 | 42 | 46 | 47 | 42 | 46 | 47
28 |  |  | chlazení nom. | dB(A) | 45 | 48 | 50 | 54 | 48 | 50 | 54 | 48 | 50 | 54 |  |  | Cooling Std | dB(A) | 45 | 48 | 50 | 54 | 48 | 50 | 54 |  |  | Cooling Std | dB(A) | 46 | 47 | 49 | 46 | 47 | 49 | 49 |  |  |  |  | 46 | 47 | 49 | 49 |  |  |  |  | 50 | 50 | 54 | 54 |  |  | Cooling Std | dB(A) | 46 | 47 | 50 | 50 | 46 | 47 | 50 | 51 | 54 | 50 | 51 | 54 |  |  | Cooling Std | dB(A) | 46 | 47 | 50 | 50 | 51 | 51 | 54 | 54 |  |  | chlazení nom. | dB(A) | 42 | 46 | 47 | 42 | 46 | 47 | 42 | 46 | 47 | 42 | 46 | 47
29 |  |  | noční režim | dB(A) | - | - | - | - | - | - | - | - | - | - |  |  |  |  | - | - | - | - | - | - | - |  |  | Night Mode | dB(A) | <35 | 35 | 35 | <35 | 35 | 35 | 35 |  |  |  |  | - | - | - | - |  |  |  |  | - | - | - | - |  |  |  |  | - | - | - | - | - | - | - | - | - | - | - | - |  |  |  |  | - | - | - | - | - | - | - | - |  |  | noční režim | dB(A) | 35 (ve 3m) | 35 (ve 3m) | 35 (ve 3m) | 35 (ve 3m) | 35 (ve 3m) | 35 (ve 3m) | 35 (ve 3m) | 35 (ve 3m) | 35 (ve 3m) | 35 (ve 3m) | 35 (ve 3m) | 35 (ve 3m)
30 |  | Hladina ak. výkonu | vytápění nom. | dB(A) | 61 | 63 | 64 | 66 | 63 | 64 | 66 | 63 | 64 | 66 |  | Sound Power | Heating Std | dB(A) | 61 | 63 | 64 | 66 | 63 | 64 | 66 |  | Sound Power | Heating Std | dB(A) | 58 | 60 | 64 | 58 | 60 | 64 | 64 |  | Sound Power |  | dB(A) | 58 | 60 | 64 | 64 |  | Sound Power |  | dB(A) | 64 | 64 | 66 | 66 |  | Sound Power | Heating Std | dB(A) | 65 | 67 | 69 | 69 | 65 | 67 | 69 | 70 | 73 | 69 | 70 | 73 |  | Sound Power | Heating Std | dB(A) | 65 | 67 | 69 | 69 | 70 | 70 | 73 | 73 |  | Hladina ak. výkonu | vytápění nom. | dB(A) | 56 | 59 | 60 | 56 | 59 | 60 | 56 | 59 | 60 | 56 | 59 | 60
31 |  |  | chlazení nom. | dB(A) | 62 | 64 | 65 | 68 | 64 | 65 | 68 | 64 | 65 | 68 |  |  | Cooling Std | dB(A) | 62 | 64 | 65 | 68 | 64 | 65 | 68 |  |  | Cooling Std | dB(A) | 61 | 62 | 63 | 61 | 62 | 63 | 63 |  |  |  |  | - | - | - | - |  |  |  |  | - | - | - | - |  |  |  |  | - | - | - | - | - | - | - | - | - | - | - | - |  |  |  |  | - | - | - | - | - | - | - | - |  |  | chlazení nom. | dB(A) | 56 | 59 | 60 | 56 | 59 | 60 | 56 | 59 | 60 | 56 | 59 | 60
32 | Rozměry | Hmotnost |  | kg | 58.5 | 76 | 110 | 110 | 76 | 110 | 110 | 75 | 111 | 111 | Dimensions | Net Weight |  | kg | 58.5 | 76 | 110 | 110 | 75 | 111 | 111 | Dimensions | Net Weight |  | kg | 46.5 | 46.5 | 73 | 46.5 | 46.5 | 73 | 72 | Dimensions | Net Weight |  | kg | 46.5 | 46.5 | 73 | 72 | Dimensions | Net Weight |  | kg | 100 | 101.5 | 100 | 101.5 | Dimensions | Net Weight |  | kg | 61.0 | 61.0 | 74.0 | 76.0 | 61.0 | 61.0 | 74.0 | 107.0 | 107.0 | 76.0 | 107.0 | 107.0 | Dimensions | Net Weight |  | kg | 61.0 | 61.0 | 74.0 | 76.0 | 107.0 | 107.0 | 107.0 | 107.0 | Rozměry | Hmotnost |  | kg | 126 | 137 | 137 | 126 | 137 | 137 | 126 | 137 | 137 | 126 | 137 | 137
33 |  | Rozměry (ŠxVxD) |  | mm | 880 x 798 x 310 | 940 x 998 x 330 | 940 x 1,420 x 330 | 940 x 1,420 x 330 | 940 x 998 x 330 | 940 x 1,420 x 330 | 940 x 1,420 x 330 | 940 x 998 x 330 | 940 x 1,420 x 330 | 940 x 1,420 x 330 |  | Net Dimensions (WxHxD) |  | mm | 880 x 798 x 310 | 940 x 998 x 330 | 940 x 1,420 x 330 | 940 x 1,420 x 330 | 940 x 998 x 330 | 940 x 1,420 x 330 | 940 x 1,420 x 330 |  | Net Dimensions (WxHxD) |  | mm | 880 x 638 x 310 | 880 x 638 x 310 | 940 x 998 x 330 | 880 x 638 x 310 | 880 x 638 x 310 | 940 x 998 x 330 | 940 x 998 x 330 |  | Net Dimensions (WxHxD) |  | mm | 880 x 638 x 310 | 880 x 638 x 310 | 940 x 998 x 330 | 940 x 998 x 330 |  | Net Dimensions (WxHxD) |  | mm | 940 x 1420 x 330 | 940 x 1420 x 330 | 940 x 1420 x 330 | 940 x 1420 x 330 |  | Net Dimensions (WxHxD) |  | mm | 880 x 793 x 310 | 880 x 793 x 310 | 940 x 998 x 330 | 940 x 998 x 330 | 880 x 793 x 310 | 880 x 793 x 310 | 940 x 998 x 330 | 940 x 1,420 x 330 | 940 x 1,420 x 330 | 940 x 998 x 330 | 940 x 1,420 x 330 | 940 x 1,420 x 330 |  | Net Dimensions (WxHxD) |  | mm | 880 x 793 x 310 | 880 x 793 x 310 | 940 x 998 x 330 | 940 x 998 x 330 | 940 x 1,420 x 330 | 940 x 1,420 x 330 | 940 x 1,420 x 330 | 940 x 1,420 x 330 |  | Rozměry (ŠxVxD) |  | mm | 1,270 x 1,018 x 530 | 1,270 x 1,018 x 530 | 1,270 x 1,018 x 530 | 1,270 x 1,018 x 530 | 1,270 x 1,018 x 530 | 1,270 x 1,018 x 530 | 1,270 x 1,018 x 530 | 1,270 x 1,018 x 530 | 1,270 x 1,018 x 530 | 1,270 x 1,018 x 530 | 1,270 x 1,018 x 530 | 1,270 x 1,018 x 530
34 | Chladivo | Typ |  | - | R32 | R32 | R32 | R32 | R32 | R32 | R32 | R32 | R32 | R32 | Refrigerant | Type |  | - | R32 | R32 | R32 | R32 | R32 | R32 | R32 | Refrigerant | Type |  | - | R32 | R32 | R32 | R32 | R32 | R32 | R32 | Refrigerant | Type |  | - | R32 | R32 | R32 | R32 | Refrigerant | Type |  | - | R410A | R410A | R410A | R410A | Refrigerant | Type |  | - | R410A | R410A | R410A | R410A | R410A | R410A | R410A | R410A | R410A | R410A | R410A | R410A | Refrigerant | Type |  | - | R410A | R410A | R410A | R410A | R410A | R410A | R410A | R410A | Chladivo | Typ |  | - | R32 | R32 | R32 | R32 | R32 | R32 | R32 | R32 | R32 | R32 | R32 | R32
35 |  |  |  |  | Tento produkt obsahuje R32 (GWP=675) což je skleníkový F-plyn. | Tento produkt obsahuje R32 (GWP=675) což je skleníkový F-plyn. | Tento produkt obsahuje R32 (GWP=675) což je skleníkový F-plyn. | Tento produkt obsahuje R32 (GWP=675) což je skleníkový F-plyn. | Tento produkt obsahuje R32 (GWP=675) což je skleníkový F-plyn. | Tento produkt obsahuje R32 (GWP=675) což je skleníkový F-plyn. | Tento produkt obsahuje R32 (GWP=675) což je skleníkový F-plyn. | Tento produkt obsahuje R32 (GWP=675) což je skleníkový F-plyn. | Tento produkt obsahuje R32 (GWP=675) což je skleníkový F-plyn. | Tento produkt obsahuje R32 (GWP=675) což je skleníkový F-plyn. |  |  |  |  | Tento produkt obsahuje R32 (GWP=675) což je skleníkový F-plyn. | Tento produkt obsahuje R32 (GWP=675) což je skleníkový F-plyn. | Tento produkt obsahuje R32 (GWP=675) což je skleníkový F-plyn. | Tento produkt obsahuje R32 (GWP=675) což je skleníkový F-plyn. | Tento produkt obsahuje R32 (GWP=675) což je skleníkový F-plyn. | Tento produkt obsahuje R32 (GWP=675) což je skleníkový F-plyn. | Tento produkt obsahuje R32 (GWP=675) což je skleníkový F-plyn. |  |  |  |  | Tento produkt obsahuje R32 (GWP=675) což je skleníkový F-plyn. | Tento produkt obsahuje R32 (GWP=675) což je skleníkový F-plyn. | Tento produkt obsahuje R32 (GWP=675) což je skleníkový F-plyn. | Tento produkt obsahuje R32 (GWP=675) což je skleníkový F-plyn. | Tento produkt obsahuje R32 (GWP=675) což je skleníkový F-plyn. | Tento produkt obsahuje R32 (GWP=675) což je skleníkový F-plyn. | Tento produkt obsahuje R32 (GWP=675) což je skleníkový F-plyn. |  |  |  |  | Tento produkt obsahuje R32 (GWP=675) což je skleníkový F-plyn. | Tento produkt obsahuje R32 (GWP=675) což je skleníkový F-plyn. | Tento produkt obsahuje R32 (GWP=675) což je skleníkový F-plyn. | Tento produkt obsahuje R32 (GWP=675) což je skleníkový F-plyn. |  |  |  |  | Tento produkt obsahuje R410A (GWP=2.088) což je skleníkový F-plyn. | Tento produkt obsahuje R410A (GWP=2.088) což je skleníkový F-plyn. | Tento produkt obsahuje R410A (GWP=2.088) což je skleníkový F-plyn. | Tento produkt obsahuje R410A (GWP=2.088) což je skleníkový F-plyn. |  |  |  |  | Tento produkt obsahuje R410A (GWP=2.088) což je skleníkový F-plyn. | Tento produkt obsahuje R410A (GWP=2.088) což je skleníkový F-plyn. | Tento produkt obsahuje R410A (GWP=2.088) což je skleníkový F-plyn. | Tento produkt obsahuje R410A (GWP=2.088) což je skleníkový F-plyn. | Tento produkt obsahuje R410A (GWP=2.088) což je skleníkový F-plyn. | Tento produkt obsahuje R410A (GWP=2.088) což je skleníkový F-plyn. | Tento produkt obsahuje R410A (GWP=2.088) což je skleníkový F-plyn. | Tento produkt obsahuje R410A (GWP=2.088) což je skleníkový F-plyn. | Tento produkt obsahuje R410A (GWP=2.088) což je skleníkový F-plyn. | Tento produkt obsahuje R410A (GWP=2.088) což je skleníkový F-plyn. | Tento produkt obsahuje R410A (GWP=2.088) což je skleníkový F-plyn. | Tento produkt obsahuje R410A (GWP=2.088) což je skleníkový F-plyn. |  |  |  |  | Tento produkt obsahuje R410A (GWP=2.088) což je skleníkový F-plyn. | Tento produkt obsahuje R410A (GWP=2.088) což je skleníkový F-plyn. | Tento produkt obsahuje R410A (GWP=2.088) což je skleníkový F-plyn. | Tento produkt obsahuje R410A (GWP=2.088) což je skleníkový F-plyn. | Tento produkt obsahuje R410A (GWP=2.088) což je skleníkový F-plyn. | Tento produkt obsahuje R410A (GWP=2.088) což je skleníkový F-plyn. | Tento produkt obsahuje R410A (GWP=2.088) což je skleníkový F-plyn. | Tento produkt obsahuje R410A (GWP=2.088) což je skleníkový F-plyn. |  |  |  |  | Tento produkt obsahuje R32 (GWP=675) což je skleníkový F-plyn. | Tento produkt obsahuje R32 (GWP=675) což je skleníkový F-plyn. | Tento produkt obsahuje R32 (GWP=675) což je skleníkový F-plyn. | Tento produkt obsahuje R32 (GWP=675) což je skleníkový F-plyn. | Tento produkt obsahuje R32 (GWP=675) což je skleníkový F-plyn. | Tento produkt obsahuje R32 (GWP=675) což je skleníkový F-plyn. | Tento produkt obsahuje R32 (GWP=675) což je skleníkový F-plyn. | Tento produkt obsahuje R32 (GWP=675) což je skleníkový F-plyn. | Tento produkt obsahuje R32 (GWP=675) což je skleníkový F-plyn. | Tento produkt obsahuje R32 (GWP=675) což je skleníkový F-plyn. | Tento produkt obsahuje R32 (GWP=675) což je skleníkový F-plyn. | Tento produkt obsahuje R32 (GWP=675) což je skleníkový F-plyn.
36 |  | Tovární náplň |  | tCO₂e | 0.68 | 0.78 | 1.49 | 1.49 | 0.78 | 1.49 | 1.49 | 0.78 | 1.49 | 1.49 |  | Factory Charging |  | tCO₂e | 0.68 | 0.78 | 1.49 | 1.49 | 0.78 | 1.49 | 1.49 |  | Factory Charging |  | tCO₂e | 0.81 | 0.81 | 0.95 | 0.81 | 0.81 | 0.95 | 0.95 |  | Factory Charging |  | tCO₂e | 1.2 | 1.2 | 1.4 | 1.4 |  | Factory Charging |  | tCO₂e | 6.22 | 6.22 | 6.22 | 6.22 |  | Factory Charging |  | tCO₂e | 5.43 | 5.43 | 5.01 | 5.01 | 5.43 | 5.43 | 5.01 | 7.31 | 7.31 | 5.01 | 7.31 | 7.31 |  | Factory Charging |  | tCO₂e | 5.43 | 5.43 | 5.01 | 5.01 | 7.31 | 7.31 | 7.31 | 7.31 |  | Tovární náplň |  | tCO₂e | 1.82 | 2.23 | 2.23 | 1.82 | 2.23 | 2.23 | 1.82 | 2.23 | 2.23 | 1.82 | 2.23 | 2.23
37 |  |  |  | kg | 1 | 1.15 | 2.2 | 2.2 | 1.15 | 2.2 | 2.2 | 1.15 | 2.2 | 2.2 |  |  |  | kg | 1 | 1.15 | 2.2 | 2.2 | 1.15 | 2.2 | 2.2 |  |  |  | kg | 1.2 | 1.2 | 1.4 | 1.2 | 1.2 | 1.4 | 1.4 |  |  |  | kg | 0.81 | 0.81 | 0.95 | 0.95 |  |  |  | kg | 2.98 | 2.98 | 2.98 | 2.98 |  |  |  | kg | 2.6 | 2.6 | 2.4 | 2.4 | 2.6 | 2.6 | 2.4 | 3.5 | 3.5 | 2.4 | 3.5 | 3.5 |  |  |  | kg | 2.6 | 2.6 | 2.4 | 2.4 | 3.5 | 3.5 | 3.5 | 3.5 |  |  |  | kg | 2.7 | 3.3 | 3.3 | 2.7 | 3.3 | 3.3 | 2.7 | 3.3 | 3.3 | 2.7 | 3.3 | 3.3
38 | Potrubí | Dimenze potrubí | kapalina | Φ, mm (palce) | - | - | - | - | - | - | - | - | - | - |  |  |  |  | - | - | - | - | - | - | - | Piping | Piping Connections | Liquid Pipe | Φ, mm (inch) | 6.35 (1/4") | 6.35 (1/4") | 6.35 (1/4") | 6.35 (1/4") | 6.35 (1/4") | 6.35 (1/4") | 6.35 (1/4") | Piping | Piping Connections | Liquid Pipe | Φ, mm (inch) | 6.35 (1/4'') | 6.35 (1/4'') | 6.35 (1/4'') | 6.35 (1/4'') | Piping | Piping Connections | Liquid Pipe | Φ, mm (inch) | 9.52 (3/8'') | 9.52 (3/8'') | 9.52 (3/8'') | 9.52 (3/8'') | Piping | Piping Connections | Liquid Pipe | Φ, mm (inch) | 9.52 (3/8'') | 9.52 (3/8'') | 9.52 (3/8'') | 9.52 (3/8'') | 9.52 (3/8'') | 9.52 (3/8'') | 9.52 (3/8'') | 9.52 (3/8'') | 9.52 (3/8'') | 9.52 (3/8'') | 9.52 (3/8'') | 9.52 (3/8'') | Piping | Piping Connections | Liquid Pipe | Φ, mm (inch) | 9.52 (3/8'') | 9.52 (3/8'') | 9.52 (3/8'') | 9.52 (3/8'') | 9.52 (3/8'') | 9.52 (3/8'') | 9.52 (3/8'') | 9.52 (3/8'') | Potrubí | Dimenze potrubí | kapalina | Φ, mm (palce) | - | - | - | - | - | - | - | - | - | - | - | -
39 |  |  | plyn | Φ, mm (palce) | - | - | - | - | - | - | - | - | - | - |  |  |  |  | - | - | - | - | - | - | - |  |  | Gas Pipe | Φ, mm (inch) | 15.88 (5/8") | 15.88 (5/8") | 15.88 (5/8") | 15.88 (5/8") | 15.88 (5/8") | 15.88 (5/8") | 15.88 (5/8") |  |  | Gas Pipe | Φ, mm (inch) | 15.88 (5/8'') | 15.88 (5/8'') | 15.88 (5/8'') | 15.88 (5/8'') |  |  | Gas Pipe | Φ, mm (inch) | 15.88 (5/8'') | 15.88 (5/8'') | 15.88 (5/8'') | 15.88 (5/8'') |  |  | Gas Pipe | Φ, mm (inch) | 2x 15.88 (5/8'') | 2x 15.88 (5/8'') | 2x 15.88 (5/8'') | 2x 15.88 (5/8'') | 2x 15.88 (5/8'') | 2x 15.88 (5/8'') | 2x 15.88 (5/8'') | 2x 15.88 (5/8'') | 2x 15.88 (5/8'') | 2x 15.88 (5/8'') | 2x 15.88 (5/8'') | 2x 15.88 (5/8'') |  |  | Gas Pipe | Φ, mm (inch) | 2x 15.88 (5/8'') | 2x 15.88 (5/8'') | 2x 15.88 (5/8'') | 2x 15.88 (5/8'') | 2x 15.88 (5/8'') | 2x 15.88 (5/8'') | 2x 15.88 (5/8'') | 2x 15.88 (5/8'') |  |  | plyn | Φ, mm (palce) | - | - | - | - | - | - | - | - | - | - | - | -
40 |  | Délka potrubí (ODU-IDU) | max. ekvivalentní | m | - | - | - | - | - | - | - | - | - | - |  |  |  |  | - | - | - | - | - | - | - |  | Piping length (ODU-IDU) | Max.[Equiv.] | m | 30 | 30 | 35 | 30 | 30 | 35 | 35 |  | Piping length (ODU-IDU) | Max.[Equiv.] | m | 30/15 | 30/15 | 35/15 | 35/15 |  | Piping length (ODU-IDU) | Max.[Equiv.] | m | 50/15 | 50/15 | 50/15 | 50/15 |  | Piping length (ODU-IDU) | Max.[Equiv.] | m | 30/10 | 30/10 | 30/10 | 30/10 | 30/10 | 30/10 | 30/10 | 70/10 | 70/10 | 70/10 | 70/10 | 70/10 |  | Piping length (ODU-IDU) | Max.[Equiv.] | m | 30/10 | 30/10 | 30/10 | 30/10 | 70/10 | 70/10 | 70/10 | 70/10 |  | Délka potrubí (ODU-IDU) | max. ekvivalentní | m | - | - | - | - | - | - | - | - | - | - | - | -
41 |  | Výškový rozdíl (IDU-IDU) | max. | m | - | - | - | - | - | - | - | - | - | - |  |  |  |  | - | - | - | - | - | - | - |  | Level difference (IDU-IDU) | Max. | m | 20 | 20 | 20 | 20 | 20 | 20 | 20 |  | Level difference (IDU-IDU) | Max. | m | 20 | 20 | 20 | 20 |  | Level difference (IDU-IDU) | Max. | m | 30 | 30 | 30 | 30 |  | Level difference (IDU-IDU) | Max. | m | 20 | 20 | 20 | 20 | 20 | 20 | 20 | 30 | 30 | 20 | 30 | 30 |  | Level difference (IDU-IDU) | Max. | m | 20 | 20 | 20 | 20 | 30 | 30 | 30 | 30 |  | Výškový rozdíl (IDU-IDU) | max. | m | - | - | - | - | - | - | - | - | - | - | - | -
42 |  | Vodní potrubí (vytápění) | vstup/výstup | Φ, mm | 28/28 | 28/28 | 28/28 | 28/28 | 28/28 | 28/28 | 28/28 | 28/28 | 28/28 | 28/28 |  |  |  |  | DN25/DN25 | DN25/DN25 | DN25/DN25 | DN25/DN25 | DN25/DN25 | DN25/DN25 | DN25/DN25 |  | Water pipe (Space Heating) | Inlet/Outlet | Φ, mm | 28/28 | 28/28 | 28/28 | 28/28 | 28/28 | 28/28 | 28/28 |  | Vodní potrubí (vytápění) |  | m | DN32/DN32 | DN32/DN32 | DN32/DN32 | DN32/DN32 |  | Chargeless length |  | m | DN32/DN32 | DN32/DN32 | DN32/DN32 | DN32/DN32 |  | Vodní potrubí (vytápění) |  | mm | 28/28 | 28/28 | 28/28 | 28/28 | 28/28 | 28/28 | 28/28 | 28/28 | 28/28 | 28/28 | 28/28 | 28/28 |  | Vodní potrubí (vytápění) |  | m | DN32/DN32 | DN32/DN32 | DN32/DN32 | DN32/DN32 | DN32/DN32 | DN32/DN32 | DN32/DN32 | DN32/DN32 |  | Vodní potrubí (vytápění) | vstup/výstup | Φ, mm | 28 | 28 | 28 | 28 | 28 | 28 | 28 | 28 | 28 | 28 | 28 | 28
43 |  | Vodní potrubí (TUV) | vstup/výstup | Φ, mm | 22/22 | 22/22 | 22/22 | 22/22 | 22/22 | 22/22 | 22/22 | 22/22 | 22/22 | 22/22 |  |  |  |  | - | - | - | - | - | - | - |  | Water pipe (DHW) | Inlet/Outlet | Φ, mm | 22/22 | 22/22 | 22/22 | 22/22 | 22/22 | 22/22 | 22/22 |  | Vodní potrubí (vytápění) | Inlet/Outlet | Φ, inch | - | - | - | - |  | Water pipe | Inlet/Outlet | Φ, inch | - | - | - | - |  | Vodní potrubí (TUV) | Inlet/Outlet | mm | 22/22 | 22/22 | 22/22 | 22/22 | 22/22 | 22/22 | 22/22 | 22/22 | 22/22 | 22/22 | 22/22 | 22/22 |  | Water pipe | Inlet/Outlet | Φ, inch | - | - | - | - | - | - | - | - |  | Vodní potrubí (TUV) | vstup/výstup | Φ, mm | 28 | 28 | 28 | 28 | 28 | 28 | 28 | 28 | 28 | 28 | 28 | 28
44 | Provozní rozsah | Venkovní teplota | vytápění | ℃ | -25~35 | -25~35 | -25~35 | -25~35 | -25~35 | -25~35 | -25~35 | -25~35 | -25~35 | -25~35 | Operation | Ambient Temperature | Heating | ℃ | -25~35 | -25~35 | -25~35 | -25~35 | -25~35 | -25~35 | -25~35 | Operation | Ambient Temperature | Heating | ℃ | -25~35 | -25~35 | -25~35 | -25~35 | -25~35 | -25~35 | -25~35 |  | Ambient Temperature | Heating | ℃ | -25~35 | -25~35 | -25~35 | -25~35 |  | Ambient Temperature | Heating | ℃ | -25~35 | -25~35 | -25~35 | -25~35 | Operation | Ambient Temperature A2W | Heating | ℃ | -25~35 | -25~35 | -25~35 | -25~35 | -25~35 | -25~35 | -25~35 | -25~35 | -25~35 | -25~35 | -25~35 | -25~35 |  | Ambient Temperature A2W | Heating | ℃ | -25~35 | -25~35 | -25~35 | -25~35 | -25~35 | -25~35 | -25~35 | -25~35 | Provozní rozsah | Venkovní teplota | vytápění | ℃ | -30~43 | -30~43 | -30~43 | -30~43 | -30~43 | -30~43 | -30~43 | -30~43 | -30~43 | -30~43 | -30~43 | -30~43
45 |  |  | chlazení | ℃ | 10~46 | 10~46 | 10~46 | 10~46 | 10~46 | 10~46 | 10~46 | 10~46 | 10~46 | 10~46 |  |  | Cooling | ℃ | 10~46 | 10~46 | 10~46 | 10~46 | 10~46 | 10~46 | 10~46 |  |  | Cooling | ℃ | 10~46 | 10~46 | 10~46 | 10~46 | 10~46 | 10~46 | 10~46 |  |  | Cooling | ℃ | 10~46 | 10~46 | 10~46 | 10~46 |  |  | Cooling | ℃ | 10~46 | 10~46 | 10~46 | 10~46 |  |  | Cooling | ℃ | 10~46 | 10~46 | 10~46 | 10~46 | 10~46 | 10~46 | 10~46 | 10~46 | 10~46 | 10~46 | 10~46 | 10~46 |  |  | Cooling | ℃ | 10~46 | 10~46 | 10~46 | 10~46 | 10~46 | 10~46 | 10~46 | 10~46 |  |  | chlazení | ℃ | 10~46 | 10~46 | 10~46 | 10~46 | 10~46 | 10~46 | 10~46 | 10~46 | 10~46 | 10~46 | 10~46 | 10~46
46 |  |  | TUV | ℃ | -25~43 | -25~43 | -25~43 | -25~43 | -25~43 | -25~43 | -25~43 | -25~43 | -25~43 | -25~43 |  |  | DHW | ℃ | -25~43 | -25~43 | -25~43 | -25~43 | -25~43 | -25~43 | -25~43 |  |  | DHW | ℃ | -25~43 | -25~43 | -25~43 | -25~43 | -25~43 | -25~43 | -25~43 |  |  | DHW | ℃ | -25~43 | -25~43 | -25~43 | -25~43 |  |  | DHW | ℃ | -25~43 | -25~43 | -25~43 | -25~43 |  |  | DHW | ℃ | -25~43 | -25~43 | -25~43 | -25~43 | -25~43 | -25~43 | -25~43 | -25~43 | -25~43 | -25~43 | -25~43 | -25~43 |  |  | DHW | ℃ | -25~43 | -25~43 | -25~43 | -25~43 | -25~43 | -25~43 | -25~43 | -25~43 |  |  | TUV | ℃ | -30~43 | -30~43 | -30~43 | -30~43 | -30~43 | -30~43 | -30~43 | -30~43 | -30~43 | -30~43 | -30~43 | -30~43
47 | Indoor Unit | [17 empty] | - | - | - | - | - | - | - | Tank Integrated Hydro Unit | [10 empty] | Wall-mounted Hydro Unit | [7 empty] | Wall-mounted Hydro Unit |  |  |  | - | - | - | - | Tank Integrated Hydro Unit |  |  |  | - | - | - | - | - | - | - | - | - | - | - | - | Wall-Mounted Hydro Unit | [11 empty] | Indoor Unit | [9 empty] | - | - | - | - | - | -
48 | Napájení |  |  | Φ, #, V, Hz | 1Ф, 2, 220~240V, 50Hz | 1Ф, 2, 220~240V, 50Hz | 1Ф, 2, 220~240V, 50Hz | 1Ф,2,220~240,50Hz | 1Ф,2,220~240,50Hz | 1Ф,2,220~240,50Hz | 1Ф,2,220~240,50Hz | 3Ф,4,380~415,50Hz | 3Ф,4,380~415,50Hz | 3Ф,4,380~415,50Hz |  |  |  |  | 1Ф, 220~240V, 50Hz | 1Ф, 220~240V, 50Hz | 1Ф, 220~240V, 50Hz | 1Ф, 220~240V, 50Hz | 1Ф, 220~240V, 50Hz | 1Ф, 220~240V, 50Hz | 1Ф, 220~240V, 50Hz | Power Supply |  |  | Φ, #, V, Hz | 1Ф, 2, 220~240V, 50Hz | 1Ф, 2, 220~240V, 50Hz | 1Ф, 2, 220~240V, 50Hz | 1Ф, 2, 220~240V, 50Hz | 1Ф, 2, 220~240V, 50Hz | 1Ф, 2, 220~240V, 50Hz | 3Ф, 4, 380~415V, 50Hz | Power Supply |  |  | Φ, V, Hz | 1Ф, 2, 220~240V, 50Hz | 1Ф, 2, 220~240V, 50Hz | 1Ф, 2, 220~240V, 50Hz | 3Ф, 2, 380~415V, 50Hz | Power Supply |  |  | Φ, V, Hz | 1Ф, 2, 220~240V, 50Hz | 3Ф, 2, 380~415V, 50Hz | 1Ф, 2, 220~240V, 50Hz | 3Ф, 2, 380~415V, 50Hz | Power Supply |  |  | Φ, #, V, Hz | 1Ф, 2, 220~240V, 50Hz | 1Ф, 2, 220~240V, 50Hz | 1Ф, 2, 220~240V, 50Hz | 1Ф, 2, 220~240V, 50Hz | 1Ф, 2, 220~240V, 50Hz | 1Ф, 2, 220~240V, 50Hz | 1Ф, 2, 220~240V, 50Hz | 1Ф, 2, 220~240V, 50Hz | 3Ф, 4, 380~415V, 50Hz | 1Ф, 2, 220~240V, 50Hz | 1Ф, 2, 220~240V, 50Hz | 3Ф, 4, 380~415V, 50Hz | Power Supply |  |  | Φ, #, V, Hz | 1Ф, 2, 220~240V, 50Hz | 1Ф, 2, 220~240V, 50Hz | 1Ф, 2, 220~240V, 50Hz | 3Ф, 4, 380~415V, 50Hz | 1Ф, 2, 220~240V, 50Hz | 3Ф, 4, 380~415V, 50Hz | 1Ф, 2, 220~240V, 50Hz | 3Ф, 4, 380~415V, 50Hz | Napájení |  |  | Φ, #, V, Hz | 1Ф, 2, 220~240V, 50Hz | 1Ф, 2, 220~240V, 50Hz | 1Ф, 2, 220~240V, 50Hz | 3Ф,4,380~415,50Hz | 3Ф,4,380~415,50Hz | 3Ф,4,380~415,50Hz | 1Ф, 220~240V, 50Hz | 1Ф, 220~240V, 50Hz | 1Ф, 220~240V, 50Hz | 1Ф, 220~240V, 50Hz | 1Ф, 220~240V, 50Hz | 1Ф, 220~240V, 50Hz
49 | Objem zásobníku TUV |  |  | litres | 200 | 200 | 200 | 200 | 260 | 260 | 260 | 260 | 260 | 260 |  |  |  |  | Dálkový kabelový ovladač v EN jazyce | Dálkový kabelový ovladač v EN jazyce | Dálkový kabelový ovladač v EN jazyce | Dálkový kabelový ovladač v EN jazyce | Dálkový kabelový ovladač v EN jazyce | Dálkový kabelový ovladač v EN jazyce | Dálkový kabelový ovladač v EN jazyce | Water Tank Volume |  |  | litres | 200 | 200 | 200 | 260 | 260 | 260 | 260 |  |  |  |  | - | - | - | - |  |  |  |  | - | - | - | - | Water Tank Volume |  |  | litres | 200 | 200 | 200 | 200 | 260 | 260 | 260 | 260 | 260 | 260 | 260 | 260 |  |  |  |  | - | - | - | - | - | - | - | - | Objem zásobníku TUV |  |  | litres | 200 | 200 | 200 | 260 | 260 | 260 | Dálkový kabelový ovladač v EN jazyce | Dálkový kabelový ovladač v EN jazyce | Dálkový kabelový ovladač v EN jazyce | Dálkový kabelový ovladač v EN jazyce | Dálkový kabelový ovladač v EN jazyce | Dálkový kabelový ovladač v EN jazyce
50 | Deklarovaný profil zátěže |  |  | L/XL | L | L | L | L | XL | XL | XL | XL | XL | XL |  |  |  |  | Čidlo průtoku | Čidlo průtoku | Čidlo průtoku | Čidlo průtoku | Čidlo průtoku | Čidlo průtoku | Čidlo průtoku | Declared Load Profile |  |  | L/XL | L | L | L | XL | XL | XL | XL |  |  |  |  | - | - | - | - |  |  |  |  | - | - | - | - | Declared Load Profile |  |  | L/XL | L | L | L | L | XL | XL | XL | XL | XL | XL | XL | XL |  |  |  |  | - | - | - | - | - | - | - | - | Deklarovaný profil zátěže |  |  | L/XL | L | L | L | XL | XL | XL | Čidlo průtoku | Čidlo průtoku | Čidlo průtoku | Čidlo průtoku | Čidlo průtoku | Čidlo průtoku
51 | Účinnost ohřevu vody ŋwh |  |  | ETA% | 115 | 115 | 110 | 110 | 123 | 117 | 117 | 123 | 117 | 117 |  |  |  |  | Teplotní čidlo pro zásobník TUV, směšovací ventil a záložní ohřívač - 15m | Teplotní čidlo pro zásobník TUV, směšovací ventil a záložní ohřívač - 15m | Teplotní čidlo pro zásobník TUV, směšovací ventil a záložní ohřívač - 15m | Teplotní čidlo pro zásobník TUV, směšovací ventil a záložní ohřívač - 15m | Teplotní čidlo pro zásobník TUV, směšovací ventil a záložní ohřívač - 15m | Teplotní čidlo pro zásobník TUV, směšovací ventil a záložní ohřívač - 15m | Teplotní čidlo pro zásobník TUV, směšovací ventil a záložní ohřívač - 15m | Average water heating efficiency ŋwh |  |  | ETA% | 120 | 120 | 119 | 123 | 123 | 123 | 123 |  |  |  |  | - | - | - | - |  |  |  |  | - | - | - | - | Average water heating efficiency ŋwh |  |  | ETA% | 115 | 115 | 115 | 115 | 105 | 105 | 105 | 95 | 95 | 105 | 95 | 95 |  |  |  |  | - | - | - | - | - | - | - | - | Účinnost ohřevu vody ŋwh |  |  | ETA% | 115 | 115 | 115 | 123 | 123 | 123 | Teplotní čidlo pro zásobník TUV, směšovací ventil a záložní ohřívač - 15m | Teplotní čidlo pro zásobník TUV, směšovací ventil a záložní ohřívač - 15m | Teplotní čidlo pro zásobník TUV, směšovací ventil a záložní ohřívač - 15m | Teplotní čidlo pro zásobník TUV, směšovací ventil a záložní ohřívač - 15m | Teplotní čidlo pro zásobník TUV, směšovací ventil a záložní ohřívač - 15m | Teplotní čidlo pro zásobník TUV, směšovací ventil a záložní ohřívač - 15m
52 | Energetická třída |  |  | - | A | A | A | A | A | A | A | A | A | A |  |  |  |  | - | - | - | - | - | - | - | Average Energy Efficiency Class |  |  | - | A+ | A+ | A+ | A+ | A+ | A+ | A+ |  |  |  |  | - | - | - | - |  |  |  |  | - | - | - | - | Average Energy Efficiency Class |  |  | - | A+ | A+ | A+ | A+ | A | A | A | A | A | A | A | A |  |  |  |  | - | - | - | - | - | - | - | - | Energetická třída |  |  | - | A | A | A | A | A | A | - | - | - | - | - | -
53 | Hluk | Hladina ak. tlaku | vytápění nom. | dB(A) | 26 | 26 | 30 | 30 | 26 | 30 | 30 | 26 | 30 | 30 |  |  |  |  | - | - | - | - | - | - | - | Sound | Sound Pressure 4) | Heating Std | dB(A) | 26 | 26 | 26 | 26 | 26 | 26 | 26 | Sound | Sound Pressure ³) |  | dB(A) | 26 | 26 | 26 | 26 | Sound | Sound Pressure 2) |  | dB(A) | 50 | 50 | 54 | 54 | Sound | Sound Pressure 4) | Heating Std | dB(A) | 29 | 29 | 29 | 29 | 29 | 29 | 29 | 29 | 29 | 29 | 29 | 29 | Sound | Sound Pressure 3) | Std | dB(A) | 31 | 31 | 31 | 31 | 38 | 38 | 38 | 38 | Hluk | Hladina ak. tlaku | vytápění nom. | dB(A) | 26 | 26 | 26 | 26 | 26 | 26 | - | - | - | - | - | -
54 |  |  | chlazení nom. | dB(A) | 26 | 26 | 30 | 30 | 26 | 30 | 30 | 26 | 30 | 30 |  |  |  |  | - | - | - | - | - | - | - |  |  | Cooling Std | dB(A) | 26 | 26 | 26 | 26 | 26 | 26 | 26 |  |  |  |  | - | - | - | - |  |  |  |  | 50 | 50 | 52 | 52 |  |  | Cooling Std | dB(A) | 29 | 29 | 29 | 29 | 29 | 29 | 29 | 29 | 29 | 29 | 29 | 29 |  | Sound Power | Std | dB(A) | - | - | - | - | - | - | - | - |  |  | chlazení nom. | dB(A) | 26 | 26 | 26 | 26 | 26 | 26 | - | - | - | - | - | -
55 |  | Hladina ak. výkonu | vytápění nom. | dB(A) | 40 | 40 | 44 | 44 | 40 | 44 | 44 | 40 | 44 | 44 |  |  |  |  | - | - | - | - | - | - | - |  | Sound Power | Heating Std | dB(A) | 40 | 40 | 40 | 40 | 40 | 40 | 40 |  | Sound Power |  | dB(A) | 40 | 40 | 40 | 40 |  | Sound Power |  | dB(A) | 64 | 64 | 69 | 69 |  | Sound Power | Heating Std | dB(A) | 43 | 43 | 43 | 43 | 43 | 43 | 43 | 43 | 43 | 43 | 43 | 43 |  |  |  |  | 48 | 48 | 48 | 48 | 55 | 55 | 55 | 55 |  | Hladina ak. výkonu | vytápění nom. | dB(A) | 40 | 40 | 40 | 40 | 40 | 40 | - | - | - | - | - | -
56 | Rozměry | Hmotnost |  | kg | 130 | 130 | 130 | 130 | 140 | 140 | 140 | 140 | 140 | 140 |  |  |  |  | 3.5 | 3.5 | 3.5 | 3.5 | 3.5 | 3.5 | 3.5 | Dimensions | Net Weight |  | kg | 136 | 136 | 136 | 146 | 146 | 146 | 146 | Dimensions | Net Weight |  | kg | 45 | 45 | 45 | 46.5 | Dimensions | Net Weight |  | kg | 45 | 46.5 | 45 | 46.5 | Dimensions | Net Weight |  | kg | 137 | 137 | 137 | 137 | 147 | 147 | 147 | 147 | 147 | 147 | 147 | 147 | Dimensions | Net Weight |  | kg | 45.5 | 45.5 | 45.5 | 46.5 | 46.5 | 46.5 | 46.5 | 46.5 | Rozměry | Hmotnost |  | kg | 130 | 130 | 130 | 140 | 140 | 140 | 3.5 | 3.5 | 3.5 | 3.5 | 3.5 | 3.5
57 |  | Rozměry (ŠxVxD) |  | mm | 595x1800x700 | 595x1800x700 | 595x1800x700 | 595x1800x700 | 595x1800x700 | 595x1800x700 | 595x1800x700 | 595x1800x700 | 595x1800x700 | 595x1800x700 |  |  |  |  | 370x110x290 | 370x110x290 | 370x110x290 | 370x110x290 | 370x110x290 | 370x110x290 | 370x110x290 |  | Net Dimensions (WxHxD) |  | mm | 595x1800x700 | 595x1800x700 | 595x1800x700 | 595x1800x700 | 595x1800x700 | 595x1800x700 | 595x1800x700 |  | Net Dimensions (WxHxD) |  | mm | 510 x 850 x 315 | 510 x 850 x 315 | 510 x 850 x 315 | 510 x 850 x 315 |  | Net Dimensions (WxHxD) |  | mm | 510 x 850 x 315 | 510 x 850 x 315 | 510 x 850 x 315 | 510 x 850 x 315 |  | Net Dimensions (WxHxD) |  | mm | 595x1800x700 | 595x1800x700 | 595x1800x700 | 595x1800x700 | 595x1800x700 | 595x1800x700 | 595x1800x700 | 595x1800x700 | 595x1800x700 | 595x1800x700 | 595x1800x700 | 595x1800x700 |  | Net Dimensions (WxHxD) |  | mm | 510 x 850 x 315 | 510 x 850 x 315 | 510 x 850 x 315 | 510 x 850 x 315 | 510 x 850 x 315 | 510 x 850 x 315 | 510 x 850 x 315 | 510 x 850 x 315 |  | Rozměry (ŠxVxD) |  | mm | 595x1800x700 | 595x1800x700 | 595x1800x700 | 595x1800x700 | 595x1800x700 | 595x1800x700 | 370x110x290 | 370x110x290 | 370x110x290 | 370x110x290 | 370x110x290 | 370x110x290
58 | Záložní a pomocný ohřívač | Příkon | záložní ohřev (vytápění) | kW | 2 (230V) | 2 (230V) | 2 (230V) | 2 (230V) | 2 (230V) | 2 (230V) | 2 (230V) | 6 (400) | 6 (400) | 6 (400) |  |  |  |  | - | - | - | - | - | - | - |  |  |  |  | 2 (230V) | 2(230V) | 2 (230V) | 2(230V) | 2 (230V) | 2(230V) | 6 (400V) |  |  |  |  | 4 (230V) | 4 (230V) | 4 (230V) | 6 (400V) |  |  |  |  | 6 (230V) | 6 (400V) | 6 (230V) | 6 (400V) |  |  |  |  | 2 (230V) | 2(230V) | 2 (230V) | 2 (230V) | 2(230V) | 2 (230V) | 2 (230V) | 2(230V) | 2 (230V) | 2 (230V) | 2(230V) | 2 (230V) |  |  |  |  | 4 (230V) | 4 (230V) | 4 (230V) | 6 (400V) | 6 (400V) | 6 (400V) | 6 (400V) | 6 (400V) | Záložní a pomocný ohřívač | Příkon | záložní ohřev (vytápění) | kW | 2 (230V) | 2 (230V) | 2 (230V) | 6 (400) | 6 (400) | 6 (400) | - | - | - | - | - | -
59 |  |  | pomocný ohřev (TUV) | kW | 3 (230V) | 3 (230V) | 3 (230V) | 3 (230V) | 3 (230V) | 3 (230V) | 3 (230V) | 3 (230V) | 3 (230V) | 3 (230V) |  |  |  |  | - | - | - | - | - | - | - |  |  |  |  | 3 (230V) | 3 (230V) | 3 (230V) | 3 (230V) | 3 (230V) | 3 (230V) | 3 (230V) | [12 empty] | - | - | - | - |  |  |  |  | 3 (230V) | 3 (230V) | 3 (230V) | 3 (230V) | 3 (230V) | 3 (230V) | 3 (230V) | 3 (230V) | 3 (230V) | 3 (230V) | 3 (230V) | 3 (230V) |  |  |  |  | - | - | - | - | - | - | - | - |  |  | pomocný ohřev (TUV) | kW | 3 (230V) | 3 (230V) | 3 (230V) | 3 (230V) | 3 (230V) | 3 (230V) | - | - | - | - | - | -
60 | DWG vse |  |  |  | - | - | - | - | - | - | - | - | - | - |  |  |  |  | - | - | - | - | - | - | - |  |  |  |  | https://drive.google.com/file/d/1zvnB59uZeAl5ylROFRZlcwirbiDltMJt/view?usp=sharing | https://drive.google.com/file/d/1ddeQfI4Tjl7K1P4vraBfImRK6oXCLvb-/view?usp=sharing |  | https://drive.google.com/file/d/1zvnB59uZeAl5ylROFRZlcwirbiDltMJt/view?usp=sharing | https://drive.google.com/file/d/1ddeQfI4Tjl7K1P4vraBfImRK6oXCLvb-/view?usp=sharing | https://drive.google.com/file/d/16FKZQ5NBxBWR7Rkd3zuHyeHEv-Yly3BU/view?usp=sharing | https://drive.google.com/file/d/16FKZQ5NBxBWR7Rkd3zuHyeHEv-Yly3BU/view?usp=sharing |  |  |  |  | https://drive.google.com/file/d/1p3Y17WffFL5GU9MzUKPYTzuRNnxCy7g4/view?usp=sharing | https://drive.google.com/file/d/1RLBgI8e-fbXTNnvy22Rzl1A069Hzdvst/view?usp=sharing | https://drive.google.com/file/d/1P_FKlmhWMotSzIXcJw8cjZKwP0yBYbjD/view?usp=sharing | https://drive.google.com/file/d/1P_FKlmhWMotSzIXcJw8cjZKwP0yBYbjD/view?usp=sharing |  |  |  |  | https://drive.google.com/file/d/1INU1g0c9GbKTl34igVcGgTvHaa43Yqqj/view?usp=sharing | https://drive.google.com/file/d/1INU1g0c9GbKTl34igVcGgTvHaa43Yqqj/view?usp=sharing | https://drive.google.com/file/d/1yklQdv7hSVWk5RqEbrfHj5xrEUWuo1vY/view?usp=sharing | https://drive.google.com/file/d/1yklQdv7hSVWk5RqEbrfHj5xrEUWuo1vY/view?usp=sharing |  |  |  |  | - | - | - | - | - | - | - | - | - | - | - | - |  |  |  |  | - | - | - | - | - | - | - | - | DWG vse | [9 empty] | - | - | - | - | - | -
61 | PDF |  |  |  | - | - | - | - | - | - | - | - | - | - |  |  |  |  | - | - | - | - | - | - | - |  |  |  |  | S1042001 | S1062001 | S1092001 | S1042601 | S1062601 | S1092601 | S3092601 |  |  |  |  | S104HU1 | S106HU1 | S109HU1 | S309HU1 |  |  |  |  | S112HU1 | S312HU1 | S116HU1 | S316HU1 |  |  |  |  | - | - | - | - | - | - | - | - | - | - | - | - |  |  |  |  | - | - | - | - | - | - | - | - | PDF | [9 empty] | - | - | - | - | - | -
62 | PDF |  |  |  | - | - | - | - | - | - | - | - | - | - |  |  |  |  | - | - | - | - | - | - | - |  |  |  |  | S1042001A | S1062001A | S1092001A | S1042601A | S1062601A | S1092601A | S3092601A |  |  |  |  | S104HU1A | S106HU1A | S109HU1A | S309HU1A |  |  |  |  | S112HU1A | S312HU1A | S116HU1A | S316HU1A |  |  |  |  | - | - | - | - | - | - | - | - | - | - | - | - |  |  |  |  | - | - | - | - | - | - | - | - | PDF | [9 empty] | - | - | - | - | - | -
63 | PDF |  |  |  | - | - | - | - | - | - | - | - | - | - |  |  |  |  | - | - | - | - | - | - | - |  |  |  |  | S104200A1 | S106200A1 | S109200A1 | S104260A1 | S106260A1 | S109260A1 | S309260A1 |  |  |  |  | S104HU1NODWH | S106HU1NODWH | S109HU1NODWH | S309HU1NODWH |  |  |  |  | S112HU1NODWH | S312HU1NODWH | S116HU1NODWH | S316HU1NODWH |  |  |  |  | - | - | - | - | - | - | - | - | - | - | - | - |  |  |  |  | - | - | - | - | - | - | - | - | PDF | [9 empty] | - | - | - | - | - | -
64 | PDF |  |  |  | - | - | - | - | - | - | - | - | - | - |  |  |  |  | - | - | - | - | - | - | - |  |  |  |  | S104200A2 | S106200A2 | S109200A2 | S104260A2 | S106260A2 | S109260A2 | S309260A2 |  |  |  |  | S104HUA1 | S106HUA1 | S109HUA1 | S309HUA1 |  |  |  |  | S112HUA1 | S312HUA1 | S116HUA1 | S316HUA1 |  |  |  |  | - | - | - | - | - | - | - | - | - | - | - | - |  |  |  |  | - | - | - | - | - | - | - | - | PDF | [9 empty] | - | - | - | - | - | -
65 | PDF |  |  |  | - | - | - | - | - | - | - | - | - | - |  |  |  |  | - | - | - | - | - | - | - |  |  |  |  | - | - | - | - | - | - | - |  |  |  |  | S104HUA2 | S106HUA2 | S109HUA2 | S309HUA2 |  |  |  |  | S112HUA2 | S312HUA2 | S116HUA2 | S316HUA2 |  |  |  |  | - | - | - | - | - | - | - | - | - | - | - | - |  |  |  |  | - | - | - | - | - | - | - | - | PDF | [9 empty] | - | - | - | - | - | -
66 | DWG zaklad |  |  |  | https://drive.google.com/file/d/14oXS44laALkoyBAX0wFpwp613FgHTxS1/view?usp=sharing | https://drive.google.com/file/d/14oXS44laALkoyBAX0wFpwp613FgHTxS1/view?usp=sharing | https://drive.google.com/file/d/14oXS44laALkoyBAX0wFpwp613FgHTxS1/view?usp=sharing | https://drive.google.com/file/d/14oXS44laALkoyBAX0wFpwp613FgHTxS1/view?usp=sharing | https://drive.google.com/file/d/14oXS44laALkoyBAX0wFpwp613FgHTxS1/view?usp=sharing | https://drive.google.com/file/d/14oXS44laALkoyBAX0wFpwp613FgHTxS1/view?usp=sharing | https://drive.google.com/file/d/14oXS44laALkoyBAX0wFpwp613FgHTxS1/view?usp=sharing | https://drive.google.com/file/d/14oXS44laALkoyBAX0wFpwp613FgHTxS1/view?usp=sharing | https://drive.google.com/file/d/14oXS44laALkoyBAX0wFpwp613FgHTxS1/view?usp=sharing | https://drive.google.com/file/d/14oXS44laALkoyBAX0wFpwp613FgHTxS1/view?usp=sharing |  |  |  |  | https://drive.google.com/file/d/14oXS44laALkoyBAX0wFpwp613FgHTxS1/view?usp=sharing | https://drive.google.com/file/d/14oXS44laALkoyBAX0wFpwp613FgHTxS1/view?usp=sharing | https://drive.google.com/file/d/14oXS44laALkoyBAX0wFpwp613FgHTxS1/view?usp=sharing | https://drive.google.com/file/d/14oXS44laALkoyBAX0wFpwp613FgHTxS1/view?usp=sharing | https://drive.google.com/file/d/14oXS44laALkoyBAX0wFpwp613FgHTxS1/view?usp=sharing | https://drive.google.com/file/d/14oXS44laALkoyBAX0wFpwp613FgHTxS1/view?usp=sharing | https://drive.google.com/file/d/14oXS44laALkoyBAX0wFpwp613FgHTxS1/view?usp=sharing |  |  |  |  | https://drive.google.com/file/d/1nOWfRDWtqzg-1KStSU98zlF6u50HzwaJ/view?usp=sharing | https://drive.google.com/file/d/1nOWfRDWtqzg-1KStSU98zlF6u50HzwaJ/view?usp=sharing | https://drive.google.com/file/d/1nOWfRDWtqzg-1KStSU98zlF6u50HzwaJ/view?usp=sharing | https://drive.google.com/file/d/1nOWfRDWtqzg-1KStSU98zlF6u50HzwaJ/view?usp=sharing | https://drive.google.com/file/d/1nOWfRDWtqzg-1KStSU98zlF6u50HzwaJ/view?usp=sharing | https://drive.google.com/file/d/1nOWfRDWtqzg-1KStSU98zlF6u50HzwaJ/view?usp=sharing | https://drive.google.com/file/d/1nOWfRDWtqzg-1KStSU98zlF6u50HzwaJ/view?usp=sharing |  |  |  |  | https://drive.google.com/file/d/1nOWfRDWtqzg-1KStSU98zlF6u50HzwaJ/view?usp=sharing | https://drive.google.com/file/d/1nOWfRDWtqzg-1KStSU98zlF6u50HzwaJ/view?usp=sharing | https://drive.google.com/file/d/1nOWfRDWtqzg-1KStSU98zlF6u50HzwaJ/view?usp=sharing | https://drive.google.com/file/d/1nOWfRDWtqzg-1KStSU98zlF6u50HzwaJ/view?usp=sharing |  |  |  |  | https://drive.google.com/file/d/1nOWfRDWtqzg-1KStSU98zlF6u50HzwaJ/view?usp=sharing | https://drive.google.com/file/d/1nOWfRDWtqzg-1KStSU98zlF6u50HzwaJ/view?usp=sharing | https://drive.google.com/file/d/1nOWfRDWtqzg-1KStSU98zlF6u50HzwaJ/view?usp=sharing | https://drive.google.com/file/d/1nOWfRDWtqzg-1KStSU98zlF6u50HzwaJ/view?usp=sharing |  |  |  |  | https://drive.google.com/file/d/1MIVrpkj7AmXCZseuqePAc1CX2-Y8nS9Z/view?usp=sharing | https://drive.google.com/file/d/1MIVrpkj7AmXCZseuqePAc1CX2-Y8nS9Z/view?usp=sharing | https://drive.google.com/file/d/1MIVrpkj7AmXCZseuqePAc1CX2-Y8nS9Z/view?usp=sharing | https://drive.google.com/file/d/1MIVrpkj7AmXCZseuqePAc1CX2-Y8nS9Z/view?usp=sharing | https://drive.google.com/file/d/1MIVrpkj7AmXCZseuqePAc1CX2-Y8nS9Z/view?usp=sharing | https://drive.google.com/file/d/1MIVrpkj7AmXCZseuqePAc1CX2-Y8nS9Z/view?usp=sharing | https://drive.google.com/file/d/1MIVrpkj7AmXCZseuqePAc1CX2-Y8nS9Z/view?usp=sharing | https://drive.google.com/file/d/1MIVrpkj7AmXCZseuqePAc1CX2-Y8nS9Z/view?usp=sharing | https://drive.google.com/file/d/1MIVrpkj7AmXCZseuqePAc1CX2-Y8nS9Z/view?usp=sharing | https://drive.google.com/file/d/1MIVrpkj7AmXCZseuqePAc1CX2-Y8nS9Z/view?usp=sharing | https://drive.google.com/file/d/1MIVrpkj7AmXCZseuqePAc1CX2-Y8nS9Z/view?usp=sharing | https://drive.google.com/file/d/1MIVrpkj7AmXCZseuqePAc1CX2-Y8nS9Z/view?usp=sharing |  |  |  |  | https://drive.google.com/file/d/1MIVrpkj7AmXCZseuqePAc1CX2-Y8nS9Z/view?usp=sharing | https://drive.google.com/file/d/1MIVrpkj7AmXCZseuqePAc1CX2-Y8nS9Z/view?usp=sharing | https://drive.google.com/file/d/1MIVrpkj7AmXCZseuqePAc1CX2-Y8nS9Z/view?usp=sharing | https://drive.google.com/file/d/1MIVrpkj7AmXCZseuqePAc1CX2-Y8nS9Z/view?usp=sharing | https://drive.google.com/file/d/1MIVrpkj7AmXCZseuqePAc1CX2-Y8nS9Z/view?usp=sharing | https://drive.google.com/file/d/1MIVrpkj7AmXCZseuqePAc1CX2-Y8nS9Z/view?usp=sharing | https://drive.google.com/file/d/1MIVrpkj7AmXCZseuqePAc1CX2-Y8nS9Z/view?usp=sharing | https://drive.google.com/file/d/1MIVrpkj7AmXCZseuqePAc1CX2-Y8nS9Z/view?usp=sharing | DWG zaklad | https://drive.google.com/file/d/1MIVrpkj7AmXCZseuqePAc1CX2-Y8nS9Z/view?usp=sharing | https://drive.google.com/file/d/1MIVrpkj7AmXCZseuqePAc1CX2-Y8nS9Z/view?usp=sharing | https://drive.google.com/file/d/1MIVrpkj7AmXCZseuqePAc1CX2-Y8nS9Z/view?usp=sharing | https://drive.google.com/file/d/1MIVrpkj7AmXCZseuqePAc1CX2-Y8nS9Z/view?usp=sharing | https://drive.google.com/file/d/1MIVrpkj7AmXCZseuqePAc1CX2-Y8nS9Z/view?usp=sharing | https://drive.google.com/file/d/1MIVrpkj7AmXCZseuqePAc1CX2-Y8nS9Z/view?usp=sharing | https://drive.google.com/file/d/1MIVrpkj7AmXCZseuqePAc1CX2-Y8nS9Z/view?usp=sharing | https://drive.google.com/file/d/1MIVrpkj7AmXCZseuqePAc1CX2-Y8nS9Z/view?usp=sharing | https://drive.google.com/file/d/1MIVrpkj7AmXCZseuqePAc1CX2-Y8nS9Z/view?usp=sharing | https://drive.google.com/file/d/14oXS44laALkoyBAX0wFpwp613FgHTxS1/view?usp=sharing | https://drive.google.com/file/d/14oXS44laALkoyBAX0wFpwp613FgHTxS1/view?usp=sharing | https://drive.google.com/file/d/14oXS44laALkoyBAX0wFpwp613FgHTxS1/view?usp=sharing | https://drive.google.com/file/d/14oXS44laALkoyBAX0wFpwp613FgHTxS1/view?usp=sharing | https://drive.google.com/file/d/14oXS44laALkoyBAX0wFpwp613FgHTxS1/view?usp=sharing | https://drive.google.com/file/d/14oXS44laALkoyBAX0wFpwp613FgHTxS1/view?usp=sharing
67 | PDF zakald |  |  |  | https://drive.google.com/file/d/1vPteJ-9dbIAyhq1c-wDQ8qrvJXARZtF4/view?usp=sharing | https://drive.google.com/file/d/12htmLlzDHSZ33DFXNj4sEDbL02KNZe09/view?usp=sharing | https://drive.google.com/file/d/1HJ3hNOArCMAySxyMSGjYw_a8LHuRi9XH/view?usp=sharing | https://drive.google.com/file/d/1HJ3hNOArCMAySxyMSGjYw_a8LHuRi9XH/view?usp=sharing | https://drive.google.com/file/d/12htmLlzDHSZ33DFXNj4sEDbL02KNZe09/view?usp=sharing | https://drive.google.com/file/d/1HJ3hNOArCMAySxyMSGjYw_a8LHuRi9XH/view?usp=sharing | https://drive.google.com/file/d/1HJ3hNOArCMAySxyMSGjYw_a8LHuRi9XH/view?usp=sharing | https://drive.google.com/file/d/12htmLlzDHSZ33DFXNj4sEDbL02KNZe09/view?usp=sharing | https://drive.google.com/file/d/1HJ3hNOArCMAySxyMSGjYw_a8LHuRi9XH/view?usp=sharing | https://drive.google.com/file/d/1HJ3hNOArCMAySxyMSGjYw_a8LHuRi9XH/view?usp=sharing |  |  |  |  | https://drive.google.com/file/d/1vPteJ-9dbIAyhq1c-wDQ8qrvJXARZtF4/view?usp=sharing | https://drive.google.com/file/d/12htmLlzDHSZ33DFXNj4sEDbL02KNZe09/view?usp=sharing | https://drive.google.com/file/d/1HJ3hNOArCMAySxyMSGjYw_a8LHuRi9XH/view?usp=sharing | https://drive.google.com/file/d/1HJ3hNOArCMAySxyMSGjYw_a8LHuRi9XH/view?usp=sharing | https://drive.google.com/file/d/12htmLlzDHSZ33DFXNj4sEDbL02KNZe09/view?usp=sharing | https://drive.google.com/file/d/1HJ3hNOArCMAySxyMSGjYw_a8LHuRi9XH/view?usp=sharing | https://drive.google.com/file/d/1HJ3hNOArCMAySxyMSGjYw_a8LHuRi9XH/view?usp=sharing |  |  |  |  | https://drive.google.com/file/d/1gGwHDk2FvU9NFZ2mOREQYRwvFiPBZTH8/view?usp=sharing | https://drive.google.com/file/d/1gGwHDk2FvU9NFZ2mOREQYRwvFiPBZTH8/view?usp=sharing | https://drive.google.com/file/d/1j1iITEg8RG0L5CECVf0Fx5c60xCyhoX5/view?usp=sharing | https://drive.google.com/file/d/1gGwHDk2FvU9NFZ2mOREQYRwvFiPBZTH8/view?usp=sharing | https://drive.google.com/file/d/1gGwHDk2FvU9NFZ2mOREQYRwvFiPBZTH8/view?usp=sharing | https://drive.google.com/file/d/1j1iITEg8RG0L5CECVf0Fx5c60xCyhoX5/view?usp=sharing | https://drive.google.com/file/d/1j1iITEg8RG0L5CECVf0Fx5c60xCyhoX5/view?usp=sharing |  |  |  |  | https://drive.google.com/file/d/1gGwHDk2FvU9NFZ2mOREQYRwvFiPBZTH8/view?usp=sharing | https://drive.google.com/file/d/1gGwHDk2FvU9NFZ2mOREQYRwvFiPBZTH8/view?usp=sharing | https://drive.google.com/file/d/1j1iITEg8RG0L5CECVf0Fx5c60xCyhoX5/view?usp=sharing | https://drive.google.com/file/d/1j1iITEg8RG0L5CECVf0Fx5c60xCyhoX5/view?usp=sharing |  |  |  |  | https://drive.google.com/file/d/1U626iKcfU38_fVsKBOZGh68KoDACvNeW/view?usp=sharing | https://drive.google.com/file/d/1U626iKcfU38_fVsKBOZGh68KoDACvNeW/view?usp=sharing | https://drive.google.com/file/d/1U626iKcfU38_fVsKBOZGh68KoDACvNeW/view?usp=sharing | https://drive.google.com/file/d/1U626iKcfU38_fVsKBOZGh68KoDACvNeW/view?usp=sharing |  |  |  |  | https://drive.google.com/file/d/1vql2S4Vkx1QWu46SvjwxFyO0vl_FqEu_/view?usp=sharing | https://drive.google.com/file/d/1vql2S4Vkx1QWu46SvjwxFyO0vl_FqEu_/view?usp=sharing |  |  | https://drive.google.com/file/d/1vql2S4Vkx1QWu46SvjwxFyO0vl_FqEu_/view?usp=sharing | https://drive.google.com/file/d/1vql2S4Vkx1QWu46SvjwxFyO0vl_FqEu_/view?usp=sharing | https://drive.google.com/file/d/1LlkhMLTt23l3TamoJRe2gqvAAUSkQhOx/view?usp=sharing | https://drive.google.com/file/d/1YLFFyXGTIOc01srqyOmffxKDUO5bNfZw/view?usp=sharing | https://drive.google.com/file/d/1YLFFyXGTIOc01srqyOmffxKDUO5bNfZw/view?usp=sharing | https://drive.google.com/file/d/1LlkhMLTt23l3TamoJRe2gqvAAUSkQhOx/view?usp=sharing | https://drive.google.com/file/d/1YLFFyXGTIOc01srqyOmffxKDUO5bNfZw/view?usp=sharing | https://drive.google.com/file/d/1YLFFyXGTIOc01srqyOmffxKDUO5bNfZw/view?usp=sharing |  |  |  |  | https://drive.google.com/file/d/1vql2S4Vkx1QWu46SvjwxFyO0vl_FqEu_/view?usp=sharing | https://drive.google.com/file/d/1vql2S4Vkx1QWu46SvjwxFyO0vl_FqEu_/view?usp=sharing | https://drive.google.com/file/d/1LlkhMLTt23l3TamoJRe2gqvAAUSkQhOx/view?usp=sharing | https://drive.google.com/file/d/1LlkhMLTt23l3TamoJRe2gqvAAUSkQhOx/view?usp=sharing | https://drive.google.com/file/d/1YLFFyXGTIOc01srqyOmffxKDUO5bNfZw/view?usp=sharing | https://drive.google.com/file/d/1YLFFyXGTIOc01srqyOmffxKDUO5bNfZw/view?usp=sharing | https://drive.google.com/file/d/1YLFFyXGTIOc01srqyOmffxKDUO5bNfZw/view?usp=sharing | https://drive.google.com/file/d/1YLFFyXGTIOc01srqyOmffxKDUO5bNfZw/view?usp=sharing | PDF zakald | https://drive.google.com/file/d/1vql2S4Vkx1QWu46SvjwxFyO0vl_FqEu_/view?usp=sharing | https://drive.google.com/file/d/1vql2S4Vkx1QWu46SvjwxFyO0vl_FqEu_/view?usp=sharing | https://drive.google.com/file/d/1vql2S4Vkx1QWu46SvjwxFyO0vl_FqEu_/view?usp=sharing | https://drive.google.com/file/d/1vql2S4Vkx1QWu46SvjwxFyO0vl_FqEu_/view?usp=sharing | https://drive.google.com/file/d/1vql2S4Vkx1QWu46SvjwxFyO0vl_FqEu_/view?usp=sharing | https://drive.google.com/file/d/1vql2S4Vkx1QWu46SvjwxFyO0vl_FqEu_/view?usp=sharing | https://drive.google.com/file/d/1vql2S4Vkx1QWu46SvjwxFyO0vl_FqEu_/view?usp=sharing | https://drive.google.com/file/d/1vql2S4Vkx1QWu46SvjwxFyO0vl_FqEu_/view?usp=sharing | https://drive.google.com/file/d/1vql2S4Vkx1QWu46SvjwxFyO0vl_FqEu_/view?usp=sharing | https://drive.google.com/file/d/1vPteJ-9dbIAyhq1c-wDQ8qrvJXARZtF4/view?usp=sharing | https://drive.google.com/file/d/1vPteJ-9dbIAyhq1c-wDQ8qrvJXARZtF4/view?usp=sharing | https://drive.google.com/file/d/1vPteJ-9dbIAyhq1c-wDQ8qrvJXARZtF4/view?usp=sharing | https://drive.google.com/file/d/1vPteJ-9dbIAyhq1c-wDQ8qrvJXARZtF4/view?usp=sharing | https://drive.google.com/file/d/1vPteJ-9dbIAyhq1c-wDQ8qrvJXARZtF4/view?usp=sharing | https://drive.google.com/file/d/1vPteJ-9dbIAyhq1c-wDQ8qrvJXARZtF4/view?usp=sharing
New info
New info

## climate data (hidden)
| CZK | CZK | CZK | CZK | CZK | CZK | SVK | SVK | SVK | SVK | SVK | SVK | SVK | SVK | SVK | SVK
| Brno | České Budějovice | Plzeň | Ostrava | Praha | Liberec | Banská Bystrica | Bardějov | Bratislava | Komárno | Košice | Lučenec | Námestovo | Nitra | Poprad | Žilina
| 1 | 2 | 3 | 4 | 5 | 6 | 7 | 8 | 9 | 10 | 11 | 12 | 13 | 14 | 15 | 16
-20 | 0 | 1 | 1 | 1 | 1 | 2 | 1 | 0 | 3 | 0 | 2 | 0 | 0 | 0 | 5 | 0
-19 | 0 | 1 | 1 | 2 | 1 | 1 | 12 | 0 | 3 | 0 | 1 | 0 | 9 | 0 | 8 | 0
-18 | 0 | 2 | 1 | 3 | 1 | 2 | 2 | 0 | 2 | 0 | 9 | 10 | 15 | 0 | 5 | 0
-17 | 1 | 3 | 2 | 3 | 2 | 3 | 4 | 1 | 8 | 0 | 3 | 3 | 16 | 0 | 8 | 0
-16 | 1 | 3 | 3 | 6 | 2 | 5 | 7 | 13 | 3 | 0 | 1 | 10 | 18 | 0 | 18 | 6
-15 | 2 | 5 | 4 | 7 | 3 | 8 | 24 | 6 | 2 | 0 | 7 | 17 | 36 | 1 | 30 | 13
-14 | 4 | 6 | 6 | 9 | 5 | 8 | 19 | 17 | 2 | 0 | 13 | 17 | 36 | 12 | 42 | 11
-13 | 4 | 10 | 10 | 14 | 7 | 10 | 16 | 17 | 7 | 5 | 14 | 18 | 27 | 6 | 47 | 30
-12 | 8 | 9 | 9 | 15 | 9 | 11 | 37 | 15 | 14 | 19 | 16 | 15 | 75 | 13 | 54 | 21
-11 | 14 | 11 | 10 | 14 | 13 | 17 | 48 | 38 | 16 | 15 | 23 | 31 | 50 | 30 | 65 | 29
-10 | 15 | 14 | 14 | 18 | 15 | 25 | 64 | 43 | 17 | 34 | 29 | 62 | 58 | 21 | 91 | 37
-9 | 21 | 17 | 19 | 21 | 19 | 26 | 74 | 64 | 32 | 36 | 37 | 46 | 98 | 25 | 148 | 66
-8 | 25 | 23 | 23 | 30 | 20 | 38 | 87 | 76 | 52 | 32 | 42 | 60 | 134 | 38 | 146 | 90
-7 | 41 | 35 | 37 | 46 | 31 | 50 | 92 | 99 | 46 | 40 | 52 | 119 | 162 | 80 | 174 | 130
-6 | 49 | 52 | 49 | 63 | 45 | 61 | 172 | 132 | 71 | 60 | 82 | 119 | 190 | 87 | 182 | 139
-5 | 66 | 69 | 67 | 77 | 66 | 80 | 130 | 157 | 122 | 83 | 136 | 195 | 204 | 113 | 188 | 168
-4 | 102 | 96 | 88 | 92 | 78 | 97 | 209 | 205 | 98 | 140 | 181 | 224 | 253 | 137 | 223 | 218
-3 | 129 | 149 | 136 | 118 | 115 | 146 | 214 | 216 | 80 | 207 | 220 | 190 | 240 | 231 | 225 | 209
-2 | 197 | 199 | 188 | 185 | 161 | 221 | 257 | 251 | 104 | 262 | 274 | 194 | 250 | 220 | 234 | 251
-1 | 263 | 252 | 268 | 257 | 232 | 292 | 249 | 303 | 313 | 221 | 285 | 217 | 254 | 269 | 271 | 289
0 | 285 | 280 | 302 | 263 | 254 | 330 | 258 | 307 | 316 | 227 | 319 | 230 | 271 | 268 | 253 | 243
1 | 324 | 346 | 350 | 343 | 308 | 373 | 344 | 330 | 329 | 280 | 369 | 286 | 415 | 287 | 309 | 371
2 | 330 | 337 | 356 | 338 | 339 | 394 | 309 | 327 | 357 | 319 | 361 | 317 | 326 | 291 | 336 | 338
3 | 341 | 351 | 388 | 357 | 365 | 375 | 304 | 301 | 342 | 287 | 329 | 298 | 270 | 342 | 319 | 304
4 | 321 | 356 | 376 | 359 | 366 | 361 | 278 | 255 | 299 | 299 | 300 | 282 | 320 | 264 | 293 | 274
5 | 332 | 371 | 356 | 344 | 364 | 374 | 270 | 281 | 302 | 261 | 292 | 265 | 325 | 246 | 281 | 259
6 | 303 | 376 | 366 | 327 | 361 | 369 | 275 | 275 | 243 | 265 | 230 | 284 | 307 | 264 | 337 | 316
7 | 311 | 358 | 354 | 328 | 357 | 360 | 277 | 255 | 252 | 277 | 277 | 272 | 334 | 290 | 306 | 270
8 | 303 | 338 | 339 | 325 | 361 | 356 | 289 | 293 | 239 | 294 | 290 | 300 | 319 | 296 | 308 | 325
9 | 310 | 342 | 349 | 340 | 342 | 344 | 299 | 276 | 249 | 268 | 278 | 291 | 292 | 270 | 364 | 297
10 | 316 | 337 | 324 | 326 | 338 | 343 | 283 | 307 | 300 | 290 | 317 | 272 | 337 | 294 | 308 | 285
11 | 309 | 314 | 324 | 329 | 326 | 333 | 314 | 337 | 336 | 301 | 282 | 312 | 364 | 312 | 346 | 245
12 | 302 | 332 | 322 | 332 | 325 | 344 | 290 | 372 | 391 | 314 | 271 | 262 | 330 | 296 | 342 | 341
13 | 303 | 339 | 338 | 322 | 325 | 350 | 317 | 352 | 400 | 302 | 314 | 283 | 302 | 325 | 299 | 350
14 | 313 | 350 | 345 | 320 | 335 | 336 | 280 | 331 | 394 | 332 | 299 | 306 | 294 | 336 | 290 | 320
15 | 325 | 329 | 330 | 326 | 323 | 312 | 313 | 302 | 330 | 321 | 310 | 312 | 326 | 307 | 297 | 323
16 | 324 | 316 | 311 | 318 | 319 | 296 | 306 | 282 | 291 | 293 | 337 | 289 | 283 | 317 | 273 | 315
17 | 310 | 299 | 298 | 300 | 311 | 284 | 261 | 303 | 300 | 304 | 332 | 267 | 267 | 295 | 243 | 260
18 | 302 | 266 | 261 | 282 | 283 | 253 | 255 | 228 | 301 | 281 | 305 | 306 | 212 | 305 | 225 | 239
19 | 286 | 233 | 229 | 254 | 261 | 219 | 256 | 257 | 284 | 295 | 287 | 277 | 184 | 275 | 202 | 226
20 | 262 | 204 | 202 | 231 | 226 | 189 | 225 | 237 | 261 | 279 | 266 | 274 | 150 | 246 | 154 | 205
21 | 226 | 182 | 180 | 194 | 201 | 162 | 248 | 220 | 216 | 280 | 228 | 250 | 103 | 228 | 130 | 198
22 | 198 | 158 | 160 | 171 | 184 | 139 | 160 | 130 | 196 | 250 | 154 | 210 | 79 | 230 | 110 | 167
23 | 179 | 141 | 139 | 150 | 160 | 116 | 120 | 105 | 149 | 221 | 115 | 198 | 60 | 190 | 80 | 139
24 | 156 | 123 | 114 | 129 | 134 | 97 | 110 | 100 | 172 | 205 | 101 | 150 | 55 | 186 | 69 | 113
25 | 134 | 103 | 98 | 112 | 111 | 75 | 103 | 92 | 122 | 195 | 97 | 101 | 49 | 130 | 58 | 98
26 | 109 | 85 | 83 | 94 | 91 | 59 | 89 | 70 | 99 | 140 | 77 | 90 | 29 | 120 | 29 | 64
27 | 87 | 72 | 69 | 78 | 78 | 44 | 79 | 69 | 100 | 90 | 79 | 80 | 17 | 94 | 17 | 58
28 | 71 | 57 | 54 | 65 | 61 | 32 | 65 | 60 | 74 | 50 | 48 | 60 | 10 | 70 | 13 | 50
29 | 56 | 43 | 40 | 49 | 49 | 22 | 37 | 27 | 54 | 37 | 37 | 48 | 5 | 50 | 5 | 30
30 | 43 | 32 | 31 | 35 | 35 | 15 | 21 | 17 | 26 | 21 | 21 | 21 | 0 | 21 | 0 | 18
31 | 29 | 25 | 22 | 25 | 24 | 11 | 7 | 6 | 21 | 7 | 7 | 17 | 0 | 17 | 0 | 10
32 | 19 | 16 | 15 | 19 | 17 | 7 | 0 | 3 | 17 | 10 | 0 | 3 | 0 | 10 | 0 | 2
33 | 13 | 11 | 11 | 12 | 13 | 5 | 0 | 0 | 3 | 6 | 0 | 0 | 0 | 5 | 0 | 0
34 | 10 | 9 | 7 | 8 | 8 | 2 | 0 | 0 | 0 | 4 | 0 | 0 | 0 | 0 | 0 | 0
35 | 5 | 5 | 5 | 5 | 4 | 1 | 0 | 0 | 0 | 1 | 0 | 0 | 0 | 0 | 0 | 0
[8 empty] | Česká Republika |  | #VALUE! | 6 | [5 empty] | CZK | Brno
| Česká Republika | CZK | 1 | Česká Republika1 | Brno |  | Česká Republika |  | 1 | Brno | 1 | [5 empty] | CZK | České Budějovice
| Česká Republika | CZK | 2 | Česká Republika2 | České Budějovice |  | Slovensko |  | 2 | České Budějovice | 1 | [5 empty] | CZK | Plzeň
| Česká Republika | CZK | 3 | Česká Republika3 | Plzeň |  |  |  | 3 | Plzeň | 1 | [5 empty] | CZK | Ostrava
| Česká Republika | CZK | 4 | Česká Republika4 | Ostrava |  |  |  | 4 | Ostrava | 1 | [5 empty] | CZK | Praha
| Česká Republika | CZK | 5 | Česká Republika5 | Praha |  |  |  | 5 | Praha | 1 | [5 empty] | CZK | Liberec
| Česká Republika | CZK | 6 | Česká Republika6 | Liberec |  |  |  | 6 | Liberec | 1 | [5 empty] | SVK | Banská Bystrica
| Slovensko | SVK | 1 | Slovensko1 | Bratislava |  |  |  | 7 | 0 | 0 | [5 empty] | SVK | Bardějov
| Slovensko | SVK | 2 | Slovensko2 | Banská Bystrica |  |  |  | 8 | 0 | 0 | [5 empty] | SVK | Komárno
| Slovensko | SVK | 3 | Slovensko3 | Bardějov |  |  |  | 9 | 0 | 0 | [5 empty] | SVK | Lučenec
| Slovensko | SVK | 4 | Slovensko4 | Komárno |  |  |  | 10 | 0 | 0 | [5 empty] | SVK | Námestovo
| Slovensko | SVK | 5 | Slovensko5 | Košice |  |  |  | 11 | 0 | 0 | [5 empty] | SVK | Nitra
| Slovensko | SVK | 6 | Slovensko6 | Lučenec |  |  |  | 12 | 0 | 0 | [5 empty] | SVK | Poprad
| Slovensko | SVK | 7 | Slovensko7 | Námestovo |  |  |  | 13 | 0 | 0 | [5 empty] | SVK | Žilina
| Slovensko | SVK | 8 | Slovensko8 | Nitra |  |  |  | 14 | 0 | 0
| Slovensko | SVK | 9 | Slovensko9 | Poprad |  |  |  | 15 | 0 | 0
| Slovensko | SVK | 10 | Slovensko10 | Žilina |  |  |  | 16 | 0 | 0
[9 empty] | 17 | 0 | 0
[9 empty] | 18 | 0 | 0
[9 empty] | 19 | 0 | 0
[9 empty] | 20 | 0 | 0
[9 empty] | 21 | 0 | 0
[9 empty] | 22 | 0 | 0

## graf (hidden)
[25 empty] | vykon při |  | #REF! |  | -12 | zalozni el ohrivac | 6 | kW
|  |  | AE080RXYDGG | 2 | 3 | 4 | 5 | 6 | 7 | 8 | 9 | 10 | 11 | 12 | 13 | 14 | 15 | 16 | 17 | 18 | 19 | 20 | 21 |  | vystupni teplota | ztara při |  |  | 50 | ztrata při -12°C | 4.55 | kW | bod bivalence | #N/A | °C
|  |  | LWT(℃) | 25 | P25 | 30 | P30 | 35 | P35 | 40 | P40 | 45 | P45 | 50 | P50 | 55 | P55 | 60 | P60 | 65 | P65 | 70 | P70 | [9 empty] | vyko v bode bivalence |  | #N/A
|  |  | Tamb(℃) | HC(kW) | PI(kW) | HC(kW) | PI(kW) | HC(kW) | PI(kW) | HC(kW) | PI(kW) | HC(kW) | PI(kW) | HC(kW) | PI(kW) | HC(kW) | PI(kW) | HC(kW) | PI(kW) | HC(kW) | PI(kW) | HC(kW) | PI(kW) | 3 | -20 |  |  |  | #REF! | 5.85 | #REF! | #REF! | -20 | #REF! | #REF! | #REF! | #REF! | -20 | #N/A | #REF! | #REF!
|  | AE080RXYDGG-20 | -20 | #REF! | #REF! | #REF! | #REF! | #REF! | #REF! | #REF! | #REF! | #REF! | #REF! | #REF! | #REF! | #REF! | #REF! | #REF! | #REF! | #REF! | #REF! | #REF! | #REF! | 4 | -19 |  |  |  | #REF! | 5.6875 | #REF! | #REF! | -19 | #REF! | #REF! | #REF! | #REF! | -19 | #N/A | #REF! | #REF!
|  | AE080RXYDGG-19 | -19 | #REF! | #REF! | #REF! | #REF! | #REF! | #REF! | #REF! | #REF! | #REF! | #REF! | #REF! | #REF! | #REF! | #REF! | #REF! | #REF! | #REF! | #REF! | #REF! | #REF! | 5 | -18 |  |  |  | #REF! | 5.525 | #REF! | #REF! | -18 | #REF! | #REF! | #REF! | #REF! | -18 | #N/A | #REF! | #REF!
|  | AE080RXYDGG-18 | -18 | #REF! | #REF! | #REF! | #REF! | #REF! | #REF! | #REF! | #REF! | #REF! | #REF! | #REF! | #REF! | #REF! | #REF! | #REF! | #REF! | #REF! | #REF! | #REF! | #REF! | 6 | -17 |  |  |  | #REF! | 5.3625 | #REF! | #REF! | -17 | #REF! | #REF! | #REF! | #REF! | -17 | #N/A | #REF! | #REF!
|  | AE080RXYDGG-17 | -17 | #REF! | #REF! | #REF! | #REF! | #REF! | #REF! | #REF! | #REF! | #REF! | #REF! | #REF! | #REF! | #REF! | #REF! | #REF! | #REF! | #REF! | #REF! | #REF! | #REF! | 7 | -16 |  |  |  | #REF! | 5.2 | #REF! | #REF! | -16 | #REF! | #REF! | #REF! | #REF! | -16 | #N/A | #REF! | #REF!
|  | AE080RXYDGG-16 | -16 | #REF! | #REF! | #REF! | #REF! | #REF! | #REF! | #REF! | #REF! | #REF! | #REF! | #REF! | #REF! | #REF! | #REF! | #REF! | #REF! | #REF! | #REF! | #REF! | #REF! | 8 | -15 |  |  |  | #REF! | 5.0375 | #REF! | #REF! | -15 | #REF! | #REF! | #REF! | #REF! | -15 | #N/A | #REF! | #REF!
|  | AE080RXYDGG-15 | -15 | #REF! | #REF! | #REF! | #REF! | #REF! | #REF! | #REF! | #REF! | #REF! | #REF! | #REF! | #REF! | #REF! | #REF! | #REF! | #REF! | #REF! | #REF! | #REF! | #REF! | 9 | -14 |  |  |  | #REF! | 4.875 | #REF! | #REF! | -14 | #REF! | #REF! | #REF! | #REF! | -14 | #N/A | #REF! | #REF!
|  | AE080RXYDGG-14 | -14 | #REF! | #REF! | #REF! | #REF! | #REF! | #REF! | #REF! | #REF! | #REF! | #REF! | #REF! | #REF! | #REF! | #REF! | #REF! | #REF! | #REF! | #REF! | #REF! | #REF! | 10 | -13 |  |  |  | #REF! | 4.7125 | #REF! | #REF! | -13 | #REF! | #REF! | #REF! | #REF! | -13 | #N/A | #REF! | #REF!
|  | AE080RXYDGG-13 | -13 | #REF! | #REF! | #REF! | #REF! | #REF! | #REF! | #REF! | #REF! | #REF! | #REF! | #REF! | #REF! | #REF! | #REF! | #REF! | #REF! | #REF! | #REF! | #REF! | #REF! | 11 | -12 |  |  |  | #REF! | 4.55 | #REF! | #REF! | -12 | #REF! | #REF! | #REF! | #REF! | -12 | 4.55 | #REF! | #REF!
|  | AE080RXYDGG-12 | -12 | #REF! | #REF! | #REF! | #REF! | #REF! | #REF! | #REF! | #REF! | #REF! | #REF! | #REF! | #REF! | #REF! | #REF! | #REF! | #REF! | #REF! | #REF! | #REF! | #REF! | 12 | -11 |  |  |  | #REF! | 4.3875 | #REF! | #REF! | -11 | #REF! | #REF! | #REF! | #REF! | -11 | #N/A | #REF! | #REF!
|  | AE080RXYDGG-11 | -11 | #REF! | #REF! | #REF! | #REF! | #REF! | #REF! | #REF! | #REF! | #REF! | #REF! | #REF! | #REF! | #REF! | #REF! | #REF! | #REF! | #REF! | #REF! | #REF! | #REF! | 13 | -10 |  |  |  | #REF! | 4.225 | #REF! | #REF! | -10 | #REF! | #REF! | #REF! | #REF! | -10 | #N/A | #REF! | #REF!
|  | AE080RXYDGG-10 | -10 | #REF! | #REF! | #REF! | #REF! | #REF! | #REF! | #REF! | #REF! | #REF! | #REF! | #REF! | #REF! | #REF! | #REF! | #REF! | #REF! | #REF! | #REF! | #REF! | #REF! | 14 | -9 |  |  |  | #REF! | 4.0625 | #REF! | #REF! | -9 | #REF! | #REF! | #REF! | #REF! | -9 | #N/A | #REF! | #REF!
|  | AE080RXYDGG-9 | -9 | #REF! | #REF! | #REF! | #REF! | #REF! | #REF! | #REF! | #REF! | #REF! | #REF! | #REF! | #REF! | #REF! | #REF! | #REF! | #REF! | #REF! | #REF! | #REF! | #REF! | 15 | -8 |  |  |  | #REF! | 3.9 | #REF! | #REF! | -8 | #REF! | #REF! | #REF! | #REF! | -8 | #N/A | #REF! | #REF!
|  | AE080RXYDGG-8 | -8 | #REF! | #REF! | #REF! | #REF! | #REF! | #REF! | #REF! | #REF! | #REF! | #REF! | #REF! | #REF! | #REF! | #REF! | #REF! | #REF! | #REF! | #REF! | #REF! | #REF! | 16 | -7 |  |  |  | #REF! | 3.7375 | #REF! | #REF! | -7 | #REF! | #REF! | #REF! | #REF! | -7 | #N/A | #REF! | #REF!
|  | AE080RXYDGG-7 | -7 | #REF! | #REF! | #REF! | #REF! | #REF! | #REF! | #REF! | #REF! | #REF! | #REF! | #REF! | #REF! | #REF! | #REF! | #REF! | #REF! | #REF! | #REF! | #REF! | #REF! | 17 | -6 |  |  |  | #REF! | 3.575 | #REF! | #REF! | -6 | #REF! | #REF! | #REF! | #REF! | -6 | #N/A | #REF! | #REF!
|  | AE080RXYDGG-6 | -6 | #REF! | #REF! | #REF! | #REF! | #REF! | #REF! | #REF! | #REF! | #REF! | #REF! | #REF! | #REF! | #REF! | #REF! | #REF! | #REF! | #REF! | #REF! | #REF! | #REF! | 18 | -5 |  |  |  | #REF! | 3.4125 | #REF! | #REF! | -5 | #REF! | #REF! | #REF! | #REF! | -5 | #N/A | #REF! | #REF!
|  | AE080RXYDGG-5 | -5 | #REF! | #REF! | #REF! | #REF! | #REF! | #REF! | #REF! | #REF! | #REF! | #REF! | #REF! | #REF! | #REF! | #REF! | #REF! | #REF! | #REF! | #REF! | #REF! | #REF! | 19 | -4 |  |  |  | #REF! | 3.25 | #REF! | #REF! | -4 | #REF! | #REF! | #REF! | #REF! | -4 | #N/A | #REF! | #REF!
|  | AE080RXYDGG-4 | -4 | #REF! | #REF! | #REF! | #REF! | #REF! | #REF! | #REF! | #REF! | #REF! | #REF! | #REF! | #REF! | #REF! | #REF! | #REF! | #REF! | #REF! | #REF! | #REF! | #REF! | 20 | -3 |  |  |  | #REF! | 3.0875 | #REF! | #REF! | -3 | #REF! | #REF! | #REF! | #REF! | -3 | #N/A | #REF! | #REF!
|  | AE080RXYDGG-3 | -3 | #REF! | #REF! | #REF! | #REF! | #REF! | #REF! | #REF! | #REF! | #REF! | #REF! | #REF! | #REF! | #REF! | #REF! | #REF! | #REF! | #REF! | #REF! | #REF! | #REF! | 21 | -2 |  |  |  | #REF! | 2.925 | #REF! | #REF! | -2 | #REF! | #REF! | #REF! | #REF! | -2 | #N/A | #REF! | #REF!
|  | AE080RXYDGG-2 | -2 | #REF! | #REF! | #REF! | #REF! | #REF! | #REF! | #REF! | #REF! | #REF! | #REF! | #REF! | #REF! | #REF! | #REF! | #REF! | #REF! | #REF! | #REF! | #REF! | #REF! | 22 | -1 |  |  |  | #REF! | 2.7625 | #REF! | #REF! | -1 | #REF! | #REF! | #REF! | #REF! | -1 | #N/A | #REF! | #REF!
|  | AE080RXYDGG-1 | -1 | #REF! | #REF! | #REF! | #REF! | #REF! | #REF! | #REF! | #REF! | #REF! | #REF! | #REF! | #REF! | #REF! | #REF! | #REF! | #REF! | #REF! | #REF! | #REF! | #REF! | 23 | 0 |  |  |  | #REF! | 2.6 | #REF! | #REF! | 0 | #REF! | #REF! | #REF! | #REF! | 0 | #N/A | #REF! | #REF!
|  | AE080RXYDGG0 | 0 | #REF! | #REF! | #REF! | #REF! | #REF! | #REF! | #REF! | #REF! | #REF! | #REF! | #REF! | #REF! | #REF! | #REF! | #REF! | #REF! | #REF! | #REF! | #REF! | #REF! | 24 | 1 |  |  |  | #REF! | 2.4375 | #REF! | #REF! | 1 | #REF! | #REF! | #REF! | #REF! | 1 | #N/A | #REF! | #REF!
|  | AE080RXYDGG1 | 1 | #REF! | #REF! | #REF! | #REF! | #REF! | #REF! | #REF! | #REF! | #REF! | #REF! | #REF! | #REF! | #REF! | #REF! | #REF! | #REF! | #REF! | #REF! | #REF! | #REF! | 25 | 2 |  |  |  | #REF! | 2.275 | #REF! | #REF! | 2 | #REF! | #REF! | #REF! | #REF! | 2 | #N/A | #REF! | #REF!
|  | AE080RXYDGG2 | 2 | #REF! | #REF! | #REF! | #REF! | #REF! | #REF! | #REF! | #REF! | #REF! | #REF! | #REF! | #REF! | #REF! | #REF! | #REF! | #REF! | #REF! | #REF! | #REF! | #REF! | 26 | 3 |  |  |  | #REF! | 2.1125 | #REF! | #REF! | 3 | #REF! | #REF! | #REF! | #REF! | 3 | #N/A | #REF! | #REF!
|  | AE080RXYDGG3 | 3 | #REF! | #REF! | #REF! | #REF! | #REF! | #REF! | #REF! | #REF! | #REF! | #REF! | #REF! | #REF! | #REF! | #REF! | #REF! | #REF! | #REF! | #REF! | #REF! | #REF! | 27 | 4 |  |  |  | #REF! | 1.95 | #REF! | #REF! | 4 | #REF! | #REF! | #REF! | #REF! | 4 | #N/A | #REF! | #REF!
|  | AE080RXYDGG4 | 4 | #REF! | #REF! | #REF! | #REF! | #REF! | #REF! | #REF! | #REF! | #REF! | #REF! | #REF! | #REF! | #REF! | #REF! | #REF! | #REF! | #REF! | #REF! | #REF! | #REF! | 28 | 5 |  |  |  | #REF! | 1.7875 | #REF! | #REF! | 5 | #REF! | #REF! | #REF! | #REF! | 5 | #N/A | #REF! | #REF!
|  | AE080RXYDGG5 | 5 | #REF! | #REF! | #REF! | #REF! | #REF! | #REF! | #REF! | #REF! | #REF! | #REF! | #REF! | #REF! | #REF! | #REF! | #REF! | #REF! | #REF! | #REF! | #REF! | #REF! | 29 | 6 |  |  |  | #REF! | 1.625 | #REF! | #REF! | 6 | #REF! | #REF! | #REF! | #REF! | 6 | #N/A | #REF! | #REF!
|  | AE080RXYDGG6 | 6 | #REF! | #REF! | #REF! | #REF! | #REF! | #REF! | #REF! | #REF! | #REF! | #REF! | #REF! | #REF! | #REF! | #REF! | #REF! | #REF! | #REF! | #REF! | #REF! | #REF! | 30 | 7 |  |  |  | #REF! | 1.4625 | #REF! | #REF! | 7 | #REF! | #REF! | #REF! | #REF! | 7 | #N/A | #REF! | #REF!
|  | AE080RXYDGG7 | 7 | #REF! | #REF! | #REF! | #REF! | #REF! | #REF! | #REF! | #REF! | #REF! | #REF! | #REF! | #REF! | #REF! | #REF! | #REF! | #REF! | #REF! | #REF! | #REF! | #REF! | 31 | 8 |  |  |  | #REF! | 1.3 | #REF! | #REF! | 8 | #REF! | #REF! | #REF! | #REF! | 8 | #N/A | #REF! | #REF!
|  | AE080RXYDGG8 | 8 | #REF! | #REF! | #REF! | #REF! | #REF! | #REF! | #REF! | #REF! | #REF! | #REF! | #REF! | #REF! | #REF! | #REF! | #REF! | #REF! | #REF! | #REF! | #REF! | #REF! | 32 | 9 |  |  |  | #REF! | 1.1375 | #REF! | #REF! | 9 | #REF! | #REF! | #REF! | #REF! | 9 | #N/A | #REF! | #REF!
|  | AE080RXYDGG9 | 9 | #REF! | #REF! | #REF! | #REF! | #REF! | #REF! | #REF! | #REF! | #REF! | #REF! | #REF! | #REF! | #REF! | #REF! | #REF! | #REF! | #REF! | #REF! | #REF! | #REF! | 33 | 10 |  |  |  | #REF! | 0.975 | #REF! | #REF! | 10 | #REF! | #REF! | #REF! | #REF! | 10 | #N/A | #REF! | #REF!
|  | AE080RXYDGG10 | 10 | #REF! | #REF! | #REF! | #REF! | #REF! | #REF! | #REF! | #REF! | #REF! | #REF! | #REF! | #REF! | #REF! | #REF! | #REF! | #REF! | #REF! | #REF! | #REF! | #REF! | 34 | 11 |  |  |  | #REF! | 0.8125 | #REF! | #REF! | 11 | #REF! | #REF! | #REF! | #REF! | 11 | #N/A | #REF! | #REF!
|  | AE080RXYDGG11 | 11 | #REF! | #REF! | #REF! | #REF! | #REF! | #REF! | #REF! | #REF! | #REF! | #REF! | #REF! | #REF! | #REF! | #REF! | #REF! | #REF! | #REF! | #REF! | #REF! | #REF! | 35 | 12 |  |  |  | #REF! | 0.65 | #REF! | #REF! | 12 | #REF! | #REF! | #REF! | #REF! | 12 | #N/A | #REF! | #REF!
|  | AE080RXYDGG12 | 12 | #REF! | #REF! | #REF! | #REF! | #REF! | #REF! | #REF! | #REF! | #REF! | #REF! | #REF! | #REF! | #REF! | #REF! | #REF! | #REF! | #REF! | #REF! | #REF! | #REF! | 36 | 13 |  |  |  | #REF! | 0.4875 | #REF! | #REF! | 13 | #REF! | #REF! | #REF! | #REF! | 13 | #N/A | #REF! | #REF!
|  | AE080RXYDGG13 | 13 | #REF! | #REF! | #REF! | #REF! | #REF! | #REF! | #REF! | #REF! | #REF! | #REF! | #REF! | #REF! | #REF! | #REF! | #REF! | #REF! | #REF! | #REF! | #REF! | #REF! | 37 | 14 |  |  |  | #REF! | 0.325 | #REF! | #REF! | 14 | #REF! | #REF! | #REF! | #REF! | 14 | #N/A | #REF! | #REF!
|  | AE080RXYDGG14 | 14 | #REF! | #REF! | #REF! | #REF! | #REF! | #REF! | #REF! | #REF! | #REF! | #REF! | #REF! | #REF! | #REF! | #REF! | #REF! | #REF! | #REF! | #REF! | #REF! | #REF! | 38 | 15 |  |  |  | #REF! | 0.1625 | #REF! | #REF! | 15 | #REF! | #REF! | #REF! | #REF! | 15 | #N/A | #REF! | #REF!
|  | AE080RXYDGG15 | 15 | #REF! | #REF! | #REF! | #REF! | #REF! | #REF! | #REF! | #REF! | #REF! | #REF! | #REF! | #REF! | #REF! | #REF! | #REF! | #REF! | #REF! | #REF! | #REF! | #REF! | 39 | 16 |  |  |  | #REF! | 0 | #REF! | #REF! | 16 | #REF! | #REF! | #REF! | #REF! | 16 | #N/A | #REF! | #REF!
|  | AE080RXYDGG16 | 16 | #REF! | #REF! | #REF! | #REF! | #REF! | #REF! | #REF! | #REF! | #REF! | #REF! | #REF! | #REF! | #REF! | #REF! | #REF! | #REF! | #REF! | #REF! | #REF! | #REF! | 40 | 17
|  | AE080RXYDGG17 | 17 | #REF! | #REF! | #REF! | #REF! | #REF! | #REF! | #REF! | #REF! | #REF! | #REF! | #REF! | #REF! | #REF! | #REF! | #REF! | #REF! | #REF! | #REF! | #REF! | #REF! | 41 | 18
|  | AE080RXYDGG18 | 18 | #REF! | #REF! | #REF! | #REF! | #REF! | #REF! | #REF! | #REF! | #REF! | #REF! | #REF! | #REF! | #REF! | #REF! | #REF! | #REF! | #REF! | #REF! | #REF! | #REF! | 42 | 19
|  | AE080RXYDGG19 | 19 | #REF! | #REF! | #REF! | #REF! | #REF! | #REF! | #REF! | #REF! | #REF! | #REF! | #REF! | #REF! | #REF! | #REF! | #REF! | #REF! | #REF! | #REF! | #REF! | #REF! | 43 | 20
|  | AE080RXYDGG20 | 20 | #REF! | #REF! | #REF! | #REF! | #REF! | #REF! | #REF! | #REF! | #REF! | #REF! | #REF! | #REF! | #REF! | #REF! | #REF! | #REF! | #REF! | #REF! | #REF! | #REF!
[25 empty] | knownX | known Y
[25 empty] | 16 | 0
|  |  |  | 9: bivalence; 10: 6 |  | -12 | 4.55
[5 empty] | 50 | P50
|  |  |  | 3: city; 4: Praha; 9: vymyslet když není bivalence |  | -20 | 5.85
[6 empty] | četnost | výkon TČ | příkon TČ | aktualni COP | tepelna ztrata | rozdil bivalence | skutecny vykon TČ | skutecna spotřeba TČ | skutečná spotřeba bivalence | skutecna spotřeba TČ kWh | skutečná spotřeba bivalence kWH | spotřeba elektrokotel | spotřeba elektrokotel kWh | TČ plus bivalence | defrost korekce | spotřeba plyn | spotřeba plyn kWh
|  |  | AE040RXEDEG | 3: LWT(℃); 4: hod / rok; 12: ucinnost | [7 empty] | nasobek COP
|  |  | AE060RXEDEG | 3: Tamb(℃) |  |  | bivalence | #N/A | #N/A
|  |  | AE090RXEDEG | 3 | -20 | 1 | #REF! | #REF! | 0 | 5.85 | #REF! | #REF! | 0 | #REF! | 0 | 0 | 6.2903 | 6.2903 | #REF! |  | 6.9643 | 6.9643 |  |  |  |  | #N/A |  |  |  | 0
|  |  | AE090RXEDGG | 4 | -19 | 1 | #REF! | #REF! | 0 | 5.6875 | #REF! | #REF! | 0 | #REF! | 0 | 0 | 6.1156 | 6.1156 | #REF! |  | 6.7708 | 6.7708 |  |  |  |  | #N/A |  |  |  | 0
|  |  | AE050RXYDEG | 5 | -18 | 1 | #REF! | #REF! | 0 | 5.525 | #REF! | #REF! | 0 | #REF! | 0 | 0 | 5.9409 | 5.9409 | #REF! |  | 6.5774 | 6.5774 |  |  |  |  | #N/A |  |  |  | 0
|  |  | AE080RXYDEG | 6 | -17 | 2 | #REF! | #REF! | 0 | 5.3625 | #REF! | #REF! | 0 | #REF! | 0 | 0 | 5.7661 | 11.5323 | #REF! |  | 6.3839 | 12.7679 |  |  |  |  | #N/A |  |  |  | 0
|  |  | AE080RXYDGG | 7 | -16 | 2 | #REF! | #REF! | 0 | 5.2 | #REF! | #REF! | 0 | #REF! | 0 | 0 | 5.5914 | 11.1828 | #REF! |  | 6.1905 | 12.381 |  |  |  |  | #N/A |  |  |  | 0
|  |  | AE120RXYDEG | 8 | -15 | 3 | #REF! | #REF! | 0 | 5.0375 | #REF! | #REF! | 0 | #REF! | 0 | 0 | 5.4167 | 16.25 | #REF! |  | 5.997 | 17.9911 |  |  |  |  | #N/A |  |  |  | 0
|  |  | AE120RXYDGG | 9 | -14 | 5 | #REF! | #REF! | 0 | 4.875 | #REF! | #REF! | 0 | #REF! | 0 | 0 | 5.2419 | 26.2097 | #REF! |  | 5.8036 | 29.0179 |  |  |  |  | #N/A |  |  |  | 0
|  |  | AE160RXYDEG | 10 | -13 | 7 | #REF! | #REF! | 0 | 4.7125 | #REF! | #REF! | 0 | #REF! | 0 | 0 | 5.0672 | 35.4704 | #REF! |  | 5.6101 | 39.2708 |  |  |  |  | #N/A |  |  |  | 0
|  |  | AE160RXYDGG | 11 | -12 | 9 | #REF! | #REF! | 0 | 4.55 | #REF! | #REF! | 0 | #REF! | 0 | 0 | 4.8925 | 44.0323 | #REF! |  | 5.4167 | 48.75 |  |  |  |  | #N/A |  |  |  | 0
|  |  |  | 12 | -11 | 13 | #REF! | #REF! | 0 | 4.3875 | #REF! | #REF! | 0 | #REF! | 0 | 0 | 4.7177 | 61.3306 | #REF! |  | 5.2232 | 67.9018 |  |  |  |  | #N/A |  |  |  | 0
|  |  |  | 13 | -10 | 15 | #REF! | #REF! | 0 | 4.225 | #REF! | #REF! | 0 | #REF! | 0 | 0 | 4.543 | 68.1452 | #REF! |  | 5.0298 | 75.4464 |  |  |  |  | #N/A |  |  |  | 0
|  |  |  | 14 | -9 | 19 | #REF! | #REF! | 0 | 4.0625 | #REF! | #REF! | 0 | #REF! | 0 | 0 | 4.3683 | 82.9973 | #REF! |  | 4.8363 | 91.8899 |  |  |  |  | #N/A |  |  |  | 0
|  |  |  | 15 | -8 | 20 | #REF! | #REF! | 0 | 3.9 | #REF! | #REF! | 0 | #REF! | 0 | 0 | 4.1935 | 83.871 | #REF! |  | 4.6429 | 92.8571 |  |  |  |  | #N/A |  |  |  | 0
|  |  |  | 16 | -7 | 31 | #REF! | #REF! | 0 | 3.7375 | #REF! | #REF! | 0 | #REF! | 0 | 0 | 4.0188 | 124.5833 | #REF! |  | 4.4494 | 137.9315 |  |  |  |  | #N/A |  |  |  | 0
|  |  |  | 17 | -6 | 45 | #REF! | #REF! | 0 | 3.575 | #REF! | #REF! | 0 | #REF! | 0 | 0 | 3.8441 | 172.9839 | #REF! |  | 4.256 | 191.5179 |  |  |  |  | #N/A |  |  |  | 0
|  |  |  | 18 | -5 | 66 | #REF! | #REF! | 0 | 3.4125 | #REF! | #REF! | 0 | #REF! | 0 | 0 | 3.6694 | 242.1774 | #REF! |  | 4.0625 | 268.125 |  |  |  |  | #N/A |  |  |  | 0
|  |  |  | 19 | -4 | 78 | #REF! | #REF! | 0 | 3.25 | #REF! | #REF! | 0 | #REF! | 0 | 0 | 3.4946 | 272.5806 | #REF! |  | 3.869 | 301.7857 |  |  |  |  | #N/A |  |  |  | 0
|  |  |  | 20 | -3 | 115 | #REF! | #REF! | 0 | 3.0875 | #REF! | #REF! | 0 | #REF! | 0 | 0 | 3.3199 | 381.7876 | #REF! |  | 3.6756 | 422.6935 |  |  |  |  | #N/A |  |  |  | 0
|  |  |  | 21 | -2 | 161 | #REF! | #REF! | 0 | 2.925 | #REF! | #REF! | 0 | #REF! | 0 | 0 | 3.1452 | 506.371 | #REF! |  | 3.4821 | 560.625 |  |  |  |  | #N/A |  |  |  | 0
|  |  |  | 22 | -1 | 232 | #REF! | #REF! | 0 | 2.7625 | #REF! | #REF! | 0 | #REF! | 0 | 0 | 2.9704 | 689.1398 | #REF! |  | 3.2887 | 762.9762 |  |  |  |  | #N/A |  |  |  | 0
|  |  |  | 23 | 0 | 254 | #REF! | #REF! | 0 | 2.6 | #REF! | #REF! | 0 | #REF! | 0 | 0 | 2.7957 | 710.1075 | #REF! |  | 3.0952 | 786.1905 |  |  |  |  | #N/A |  |  |  | 0
|  |  |  | 24 | 1 | 308 | #REF! | #REF! | 0 | 2.4375 | #REF! | #REF! | 0 | #REF! | 0 | 0 | 2.621 | 807.2581 | #REF! |  | 2.9018 | 893.75 |  |  |  |  | #N/A |  |  |  | 0
|  |  |  | 25 | 2 | 339 | #REF! | #REF! | 0 | 2.275 | #REF! | #REF! | 0 | #REF! | 0 | 0 | 2.4462 | 829.2742 | #REF! |  | 2.7083 | 918.125 |  |  |  |  | #N/A |  |  |  | 0
|  |  |  | 26 | 3 | 365 | #REF! | #REF! | 0 | 2.1125 | #REF! | #REF! | 0 | #REF! | 0 | 0 | 2.2715 | 829.0995 | #REF! |  | 2.5149 | 917.9315 |  |  |  |  | #N/A |  |  |  | 0
|  |  |  | 27 | 4 | 366 | #REF! | #REF! | 0 | 1.95 | #REF! | #REF! | 0 | #REF! | 0 | 0 | 2.0968 | 767.4194 | #REF! |  | 2.3214 | 849.6429 |  |  |  |  | #N/A |  |  |  | 0
|  |  |  | 28 | 5 | 364 | #REF! | #REF! | 0 | 1.7875 | #REF! | #REF! | 0 | #REF! | 0 | 0 | 1.922 | 699.6237 | #REF! |  | 2.128 | 774.5833 |  |  |  |  | #N/A |  |  |  | 0
|  |  |  | 29 | 6 | 361 | #REF! | #REF! | 0 | 1.625 | #REF! | #REF! | 0 | #REF! | 0 | 0 | 1.7473 | 630.7796 | #REF! |  | 1.9345 | 698.3631 |  |  |  |  | #N/A |  |  |  | 0
|  |  |  | 30 | 7 | 357 | #REF! | #REF! | 0 | 1.4625 | #REF! | #REF! | 0 | #REF! | 0 | 0 | 1.5726 | 561.4113 | #REF! |  | 1.7411 | 621.5625 |  |  |  |  | #N/A |  |  |  | 0
|  |  |  | 31 | 8 | 361 | #REF! | #REF! | 0 | 1.3 | #REF! | #REF! | 0 | #REF! | 0 | 0 | 1.3978 | 504.6237 | #REF! |  | 1.5476 | 558.6905 |  |  |  |  | #N/A |  |  |  | 0
|  |  |  | 32 | 9 | 342 | #REF! | #REF! | 0 | 1.1375 | #REF! | #REF! | 0 | #REF! | 0 | 0 | 1.2231 | 418.3065 | #REF! |  | 1.3542 | 463.125 |  |  |  |  | #N/A |  |  |  | 0
|  |  |  | 33 | 10 | 338 | #REF! | #REF! | 0 | 0.975 | #REF! | #REF! | 0 | #REF! | 0 | 0 | 1.0484 | 354.3548 | #REF! |  | 1.1607 | 392.3214 |  |  |  |  | #N/A |  |  |  | 0
|  |  |  | 34 | 11 | 326 | #REF! | #REF! | 0 | 0.8125 | #REF! | #REF! | 0 | #REF! | 0 | 0 | 0.87366 | 284.8118 | #REF! |  | 0.96726 | 315.3274 |  |  |  |  | #N/A |  |  |  | 0
|  |  |  | 35 | 12 | 325 | #REF! | #REF! | 0 | 0.65 | #REF! | #REF! | 0 | #REF! | 0 | 0 | 0.69892 | 227.1505 | #REF! |  | 0.77381 | 251.4881 |  |  |  |  | #N/A |  |  |  | 0
|  |  |  | 36 | 13 | 325 | #REF! | #REF! | 0 | 0.4875 | #REF! | #REF! | 0 | #REF! | 0 | 0 | 0.52419 | 170.3629 | #REF! |  | 0.58036 | 188.6161 |  |  |  |  | #N/A |  |  |  | 0
|  |  |  | 37 | 14 | 335 | #REF! | #REF! | 0 | 0.325 | #REF! | #REF! | 0 | #REF! | 0 | 0 | 0.34946 | 117.0699 | #REF! |  | 0.3869 | 129.6131 |  |  |  |  | #N/A |  |  |  | 0
|  |  |  | 38 | 15 | 323 | #REF! | #REF! | 0 | 0.1625 | #REF! | #REF! | 0 | #REF! | 0 | 0 | 0.17473 | 56.4382 | #REF! |  | 0.19345 | 62.4851 |  |  |  |  | #N/A |  |  |  | 0
|  |  |  | 39 | 16 | 319 | #REF! | #REF! | 0 | 0 | #REF! | #REF! | 0 | #REF! | 0 | 0 | 0 | 0 | #REF! |  | 0 | 0 |  |  |  |  | #N/A |  |  |  | 0
40
41
42
43
[5 empty] | celkem | [9 empty] | 0 | 0 |  | 10817.0833 |  |  |  | 11976.0565
[6 empty] | vazeny prumer COP |  | 0
[6 empty] | 6534 |  | 0
| Tepelné čerpadlo | 0 | 0 | 2: 0; 3: 0
93% | Přímotop | 10817.0833 |  | 2: 0; 3: 10817.0833
84% | Plynový kotel | 11976.0565 |  | 2: 0; 3: 11976.0565
| Tepelné čerpadlo | 0 | 0 | 2: 0; 3: 0
| Přímotop | 64902.5 |  | 2: 0; 3: 64902.5
| Plynový kotel | 35928.1696 |  | 2: 0; 3: 35928.1696
2670
3180
83.9623

## 1 (hidden)
[25 empty] | #REF! | -12 | zalozni el ohrivac | 6 | kW
| AE080RXYDGG | 2 | 3 | 4 | 5 | 6 | 7 | 8 | 9 | 10 | 11 | 12 | 13 | 14 | 15 | 16 | 17 | 18 | 19 | 20 | 21 |  | vystupni teplota | ztara při |  | 50 | ztrata při -12°C | 4.55 | kW | bod bivalence | #N/A | °C
| LWT(℃) | 2: 25; 4: 30; 6: 35; 8: 40; 10: 45; 12: 50; 14: 55; 16: 60; 18: 65; 20: 70 | [8 empty] | vyko v bode bivalence |  | #N/A
| Tamb(℃) | HC(kW) | PI(kW) | HC(kW) | PI(kW) | HC(kW) | PI(kW) | HC(kW) | PI(kW) | HC(kW) | PI(kW) | HC(kW) | PI(kW) | HC(kW) | PI(kW) | HC(kW) | PI(kW) | HC(kW) | PI(kW) | HC(kW) | PI(kW) | 3 | -20 |  |  | #REF! | 5.85 | #REF! | #REF! | -20 | #REF! | #REF! | #REF! | #REF! | -20 | #REF! | #REF!
AE080RXYDGG-20 | -20 | #REF! | #REF! | #REF! | #REF! | #REF! | #REF! | #REF! | #REF! | #REF! | #REF! | #REF! | #REF! | #REF! | #REF! | #REF! | #REF! | #REF! | #REF! | #REF! | #REF! | 4 | -19 |  |  | #REF! | 5.6875 | #REF! | #REF! | -19 | #REF! | #REF! | #REF! | #REF! | -19 | #REF! | #REF!
AE080RXYDGG-19 | -19 | #REF! | #REF! | #REF! | #REF! | #REF! | #REF! | #REF! | #REF! | #REF! | #REF! | #REF! | #REF! | #REF! | #REF! | #REF! | #REF! | #REF! | #REF! | #REF! | #REF! | 5 | -18 |  |  | #REF! | 5.525 | #REF! | #REF! | -18 | #REF! | #REF! | #REF! | #REF! | -18 | #REF! | #REF!
AE080RXYDGG-18 | -18 | #REF! | #REF! | #REF! | #REF! | #REF! | #REF! | #REF! | #REF! | #REF! | #REF! | #REF! | #REF! | #REF! | #REF! | #REF! | #REF! | #REF! | #REF! | #REF! | #REF! | 6 | -17 |  |  | #REF! | 5.3625 | #REF! | #REF! | -17 | #REF! | #REF! | #REF! | #REF! | -17 | #REF! | #REF!
AE080RXYDGG-17 | -17 | #REF! | #REF! | #REF! | #REF! | #REF! | #REF! | #REF! | #REF! | #REF! | #REF! | #REF! | #REF! | #REF! | #REF! | #REF! | #REF! | #REF! | #REF! | #REF! | #REF! | 7 | -16 |  |  | #REF! | 5.2 | #REF! | #REF! | -16 | #REF! | #REF! | #REF! | #REF! | -16 | #REF! | #REF!
AE080RXYDGG-16 | -16 | #REF! | #REF! | #REF! | #REF! | #REF! | #REF! | #REF! | #REF! | #REF! | #REF! | #REF! | #REF! | #REF! | #REF! | #REF! | #REF! | #REF! | #REF! | #REF! | #REF! | 8 | -15 |  |  | #REF! | 5.0375 | #REF! | #REF! | -15 | #REF! | #REF! | #REF! | #REF! | -15 | #REF! | #REF!
AE080RXYDGG-15 | -15 | #REF! | #REF! | #REF! | #REF! | #REF! | #REF! | #REF! | #REF! | #REF! | #REF! | #REF! | #REF! | #REF! | #REF! | #REF! | #REF! | #REF! | #REF! | #REF! | #REF! | 9 | -14 |  |  | #REF! | 4.875 | #REF! | #REF! | -14 | #REF! | #REF! | #REF! | #REF! | -14 | #REF! | #REF!
AE080RXYDGG-14 | -14 | #REF! | #REF! | #REF! | #REF! | #REF! | #REF! | #REF! | #REF! | #REF! | #REF! | #REF! | #REF! | #REF! | #REF! | #REF! | #REF! | #REF! | #REF! | #REF! | #REF! | 10 | -13 |  |  | #REF! | 4.7125 | #REF! | #REF! | -13 | #REF! | #REF! | #REF! | #REF! | -13 | #REF! | #REF!
AE080RXYDGG-13 | -13 | #REF! | #REF! | #REF! | #REF! | #REF! | #REF! | #REF! | #REF! | #REF! | #REF! | #REF! | #REF! | #REF! | #REF! | #REF! | #REF! | #REF! | #REF! | #REF! | #REF! | 11 | -12 |  |  | #REF! | 4.55 | #REF! | #REF! | -12 | #REF! | #REF! | #REF! | #REF! | -12 | #REF! | #REF!
AE080RXYDGG-12 | -12 | #REF! | #REF! | #REF! | #REF! | #REF! | #REF! | #REF! | #REF! | #REF! | #REF! | #REF! | #REF! | #REF! | #REF! | #REF! | #REF! | #REF! | #REF! | #REF! | #REF! | 12 | -11 |  |  | #REF! | 4.3875 | #REF! | #REF! | -11 | #REF! | #REF! | #REF! | #REF! | -11 | #REF! | #REF!
AE080RXYDGG-11 | -11 | #REF! | #REF! | #REF! | #REF! | #REF! | #REF! | #REF! | #REF! | #REF! | #REF! | #REF! | #REF! | #REF! | #REF! | #REF! | #REF! | #REF! | #REF! | #REF! | #REF! | 13 | -10 |  |  | #REF! | 4.225 | #REF! | #REF! | -10 | #REF! | #REF! | #REF! | #REF! | -10 | #REF! | #REF!
AE080RXYDGG-10 | -10 | #REF! | #REF! | #REF! | #REF! | #REF! | #REF! | #REF! | #REF! | #REF! | #REF! | #REF! | #REF! | #REF! | #REF! | #REF! | #REF! | #REF! | #REF! | #REF! | #REF! | 14 | -9 |  |  | #REF! | 4.0625 | #REF! | #REF! | -9 | #REF! | #REF! | #REF! | #REF! | -9 | #REF! | #REF!
AE080RXYDGG-9 | -9 | #REF! | #REF! | #REF! | #REF! | #REF! | #REF! | #REF! | #REF! | #REF! | #REF! | #REF! | #REF! | #REF! | #REF! | #REF! | #REF! | #REF! | #REF! | #REF! | #REF! | 15 | -8 |  |  | #REF! | 3.9 | #REF! | #REF! | -8 | #REF! | #REF! | #REF! | #REF! | -8 | #REF! | #REF!
AE080RXYDGG-8 | -8 | #REF! | #REF! | #REF! | #REF! | #REF! | #REF! | #REF! | #REF! | #REF! | #REF! | #REF! | #REF! | #REF! | #REF! | #REF! | #REF! | #REF! | #REF! | #REF! | #REF! | 16 | -7 |  |  | #REF! | 3.7375 | #REF! | #REF! | -7 | #REF! | #REF! | #REF! | #REF! | -7 | #REF! | #REF!
AE080RXYDGG-7 | -7 | #REF! | #REF! | #REF! | #REF! | #REF! | #REF! | #REF! | #REF! | #REF! | #REF! | #REF! | #REF! | #REF! | #REF! | #REF! | #REF! | #REF! | #REF! | #REF! | #REF! | 17 | -6 |  |  | #REF! | 3.575 | #REF! | #REF! | -6 | #REF! | #REF! | #REF! | #REF! | -6 | #REF! | #REF!
AE080RXYDGG-6 | -6 | #REF! | #REF! | #REF! | #REF! | #REF! | #REF! | #REF! | #REF! | #REF! | #REF! | #REF! | #REF! | #REF! | #REF! | #REF! | #REF! | #REF! | #REF! | #REF! | #REF! | 18 | -5 |  |  | #REF! | 3.4125 | #REF! | #REF! | -5 | #REF! | #REF! | #REF! | #REF! | -5 | #REF! | #REF!
AE080RXYDGG-5 | -5 | #REF! | #REF! | #REF! | #REF! | #REF! | #REF! | #REF! | #REF! | #REF! | #REF! | #REF! | #REF! | #REF! | #REF! | #REF! | #REF! | #REF! | #REF! | #REF! | #REF! | 19 | -4 |  |  | #REF! | 3.25 | #REF! | #REF! | -4 | #REF! | #REF! | #REF! | #REF! | -4 | #REF! | #REF!
AE080RXYDGG-4 | -4 | #REF! | #REF! | #REF! | #REF! | #REF! | #REF! | #REF! | #REF! | #REF! | #REF! | #REF! | #REF! | #REF! | #REF! | #REF! | #REF! | #REF! | #REF! | #REF! | #REF! | 20 | -3 |  |  | #REF! | 3.0875 | #REF! | #REF! | -3 | #REF! | #REF! | #REF! | #REF! | -3 | #REF! | #REF!
AE080RXYDGG-3 | -3 | #REF! | #REF! | #REF! | #REF! | #REF! | #REF! | #REF! | #REF! | #REF! | #REF! | #REF! | #REF! | #REF! | #REF! | #REF! | #REF! | #REF! | #REF! | #REF! | #REF! | 21 | -2 |  |  | #REF! | 2.925 | #REF! | #REF! | -2 | #REF! | #REF! | #REF! | #REF! | -2 | #REF! | #REF!
AE080RXYDGG-2 | -2 | #REF! | #REF! | #REF! | #REF! | #REF! | #REF! | #REF! | #REF! | #REF! | #REF! | #REF! | #REF! | #REF! | #REF! | #REF! | #REF! | #REF! | #REF! | #REF! | #REF! | 22 | -1 |  |  | #REF! | 2.7625 | #REF! | #REF! | -1 | #REF! | #REF! | #REF! | #REF! | -1 | #REF! | #REF!
AE080RXYDGG-1 | -1 | #REF! | #REF! | #REF! | #REF! | #REF! | #REF! | #REF! | #REF! | #REF! | #REF! | #REF! | #REF! | #REF! | #REF! | #REF! | #REF! | #REF! | #REF! | #REF! | #REF! | 23 | 0 |  |  | #REF! | 2.6 | #REF! | #REF! | 0 | #REF! | #REF! | #REF! | #REF! | 0 | #REF! | #REF!
AE080RXYDGG0 | 0 | #REF! | #REF! | #REF! | #REF! | #REF! | #REF! | #REF! | #REF! | #REF! | #REF! | #REF! | #REF! | #REF! | #REF! | #REF! | #REF! | #REF! | #REF! | #REF! | #REF! | 24 | 1 |  |  | #REF! | 2.4375 | #REF! | #REF! | 1 | #REF! | #REF! | #REF! | #REF! | 1 | #REF! | #REF!
AE080RXYDGG1 | 1 | #REF! | #REF! | #REF! | #REF! | #REF! | #REF! | #REF! | #REF! | #REF! | #REF! | #REF! | #REF! | #REF! | #REF! | #REF! | #REF! | #REF! | #REF! | #REF! | #REF! | 25 | 2 |  |  | #REF! | 2.275 | #REF! | #REF! | 2 | #REF! | #REF! | #REF! | #REF! | 2 | #REF! | #REF!
AE080RXYDGG2 | 2 | #REF! | #REF! | #REF! | #REF! | #REF! | #REF! | #REF! | #REF! | #REF! | #REF! | #REF! | #REF! | #REF! | #REF! | #REF! | #REF! | #REF! | #REF! | #REF! | #REF! | 26 | 3 |  |  | #REF! | 2.1125 | #REF! | #REF! | 3 | #REF! | #REF! | #REF! | #REF! | 3 | #REF! | #REF!
AE080RXYDGG3 | 3 | #REF! | #REF! | #REF! | #REF! | #REF! | #REF! | #REF! | #REF! | #REF! | #REF! | #REF! | #REF! | #REF! | #REF! | #REF! | #REF! | #REF! | #REF! | #REF! | #REF! | 27 | 4 |  |  | #REF! | 1.95 | #REF! | #REF! | 4 | #REF! | #REF! | #REF! | #REF! | 4 | #REF! | #REF!
AE080RXYDGG4 | 4 | #REF! | #REF! | #REF! | #REF! | #REF! | #REF! | #REF! | #REF! | #REF! | #REF! | #REF! | #REF! | #REF! | #REF! | #REF! | #REF! | #REF! | #REF! | #REF! | #REF! | 28 | 5 |  |  | #REF! | 1.7875 | #REF! | #REF! | 5 | #REF! | #REF! | #REF! | #REF! | 5 | #REF! | #REF!
AE080RXYDGG5 | 5 | #REF! | #REF! | #REF! | #REF! | #REF! | #REF! | #REF! | #REF! | #REF! | #REF! | #REF! | #REF! | #REF! | #REF! | #REF! | #REF! | #REF! | #REF! | #REF! | #REF! | 29 | 6 |  |  | #REF! | 1.625 | #REF! | #REF! | 6 | #REF! | #REF! | #REF! | #REF! | 6 | #REF! | #REF!
AE080RXYDGG6 | 6 | #REF! | #REF! | #REF! | #REF! | #REF! | #REF! | #REF! | #REF! | #REF! | #REF! | #REF! | #REF! | #REF! | #REF! | #REF! | #REF! | #REF! | #REF! | #REF! | #REF! | 30 | 7 |  |  | #REF! | 1.4625 | #REF! | #REF! | 7 | #REF! | #REF! | #REF! | #REF! | 7 | #REF! | #REF!
AE080RXYDGG7 | 7 | #REF! | #REF! | #REF! | #REF! | #REF! | #REF! | #REF! | #REF! | #REF! | #REF! | #REF! | #REF! | #REF! | #REF! | #REF! | #REF! | #REF! | #REF! | #REF! | #REF! | 31 | 8 |  |  | #REF! | 1.3 | #REF! | #REF! | 8 | #REF! | #REF! | #REF! | #REF! | 8 | #REF! | #REF!
AE080RXYDGG8 | 8 | #REF! | #REF! | #REF! | #REF! | #REF! | #REF! | #REF! | #REF! | #REF! | #REF! | #REF! | #REF! | #REF! | #REF! | #REF! | #REF! | #REF! | #REF! | #REF! | #REF! | 32 | 9 |  |  | #REF! | 1.1375 | #REF! | #REF! | 9 | #REF! | #REF! | #REF! | #REF! | 9 | #REF! | #REF!
AE080RXYDGG9 | 9 | #REF! | #REF! | #REF! | #REF! | #REF! | #REF! | #REF! | #REF! | #REF! | #REF! | #REF! | #REF! | #REF! | #REF! | #REF! | #REF! | #REF! | #REF! | #REF! | #REF! | 33 | 10 |  |  | #REF! | 0.975 | #REF! | #REF! | 10 | #REF! | #REF! | #REF! | #REF! | 10 | #REF! | #REF!
AE080RXYDGG10 | 10 | #REF! | #REF! | #REF! | #REF! | #REF! | #REF! | #REF! | #REF! | #REF! | #REF! | #REF! | #REF! | #REF! | #REF! | #REF! | #REF! | #REF! | #REF! | #REF! | #REF! | 34 | 11 |  |  | #REF! | 0.8125 | #REF! | #REF! | 11 | #REF! | #REF! | #REF! | #REF! | 11 | #REF! | #REF!
AE080RXYDGG11 | 11 | #REF! | #REF! | #REF! | #REF! | #REF! | #REF! | #REF! | #REF! | #REF! | #REF! | #REF! | #REF! | #REF! | #REF! | #REF! | #REF! | #REF! | #REF! | #REF! | #REF! | 35 | 12 |  |  | #REF! | 0.65 | #REF! | #REF! | 12 | #REF! | #REF! | #REF! | #REF! | 12 | #REF! | #REF!
AE080RXYDGG12 | 12 | #REF! | #REF! | #REF! | #REF! | #REF! | #REF! | #REF! | #REF! | #REF! | #REF! | #REF! | #REF! | #REF! | #REF! | #REF! | #REF! | #REF! | #REF! | #REF! | #REF! | 36 | 13 |  |  | #REF! | 0.4875 | #REF! | #REF! | 13 | #REF! | #REF! | #REF! | #REF! | 13 | #REF! | #REF!
AE080RXYDGG13 | 13 | #REF! | #REF! | #REF! | #REF! | #REF! | #REF! | #REF! | #REF! | #REF! | #REF! | #REF! | #REF! | #REF! | #REF! | #REF! | #REF! | #REF! | #REF! | #REF! | #REF! | 37 | 14 |  |  | #REF! | 0.325 | #REF! | #REF! | 14 | #REF! | #REF! | #REF! | #REF! | 14 | #REF! | #REF!
AE080RXYDGG14 | 14 | #REF! | #REF! | #REF! | #REF! | #REF! | #REF! | #REF! | #REF! | #REF! | #REF! | #REF! | #REF! | #REF! | #REF! | #REF! | #REF! | #REF! | #REF! | #REF! | #REF! | 38 | 15 |  |  | #REF! | 0.1625 | #REF! | #REF! | 15 | #REF! | #REF! | #REF! | #REF! | 15 | #REF! | #REF!
AE080RXYDGG15 | 15 | #REF! | #REF! | #REF! | #REF! | #REF! | #REF! | #REF! | #REF! | #REF! | #REF! | #REF! | #REF! | #REF! | #REF! | #REF! | #REF! | #REF! | #REF! | #REF! | #REF! | 39 | 16 |  |  | #REF! | 0 | #REF! | #REF! | 16 | #REF! | #REF! | #REF! | #REF! | 16 | #REF! | #REF!
AE080RXYDGG16 | 16 | #REF! | #REF! | #REF! | #REF! | #REF! | #REF! | #REF! | #REF! | #REF! | #REF! | #REF! | #REF! | #REF! | #REF! | #REF! | #REF! | #REF! | #REF! | #REF! | #REF! | 40 | 17
AE080RXYDGG17 | 17 | #REF! | #REF! | #REF! | #REF! | #REF! | #REF! | #REF! | #REF! | #REF! | #REF! | #REF! | #REF! | #REF! | #REF! | #REF! | #REF! | #REF! | #REF! | #REF! | #REF! | 41 | 18
AE080RXYDGG18 | 18 | #REF! | #REF! | #REF! | #REF! | #REF! | #REF! | #REF! | #REF! | #REF! | #REF! | #REF! | #REF! | #REF! | #REF! | #REF! | #REF! | #REF! | #REF! | #REF! | #REF! | 42 | 19
AE080RXYDGG19 | 19 | #REF! | #REF! | #REF! | #REF! | #REF! | #REF! | #REF! | #REF! | #REF! | #REF! | #REF! | #REF! | #REF! | #REF! | #REF! | #REF! | #REF! | #REF! | #REF! | #REF! | 43 | 20
AE080RXYDGG20 | 20 | #REF! | #REF! | #REF! | #REF! | #REF! | #REF! | #REF! | #REF! | #REF! | #REF! | #REF! | #REF! | #REF! | #REF! | #REF! | #REF! | #REF! | #REF! | #REF! | #REF!
[24 empty] | knownX | known Y
[24 empty] | 16 | 0
[24 empty] | -12 | 4.55
[24 empty] | -20 | 5.85
AE040RXEDEG
AE060RXEDEG
AE090RXEDEG
AE090RXEDGG
AE050RXYDEG
AE080RXYDEG
AE080RXYDGG
AE120RXYDEG
AE120RXYDGG
AE160RXYDEG
AE160RXYDGG

## 2 (hidden)
[25 empty] | #REF! | -12 | zalozni el ohrivac | 6 | kW
| AE120RXYDGG | 2 | 3 | 4 | 5 | 6 | 7 | 8 | 9 | 10 | 11 | 12 | 13 | 14 | 15 | 16 | 17 | 18 | 19 | 20 | 21 |  | vystupni teplota | ztara při |  | 50 | ztrata při -12°C | 4.55 | kW | bod bivalence | #N/A | °C
| LWT(℃) | 2: 25; 4: 30; 6: 35; 8: 40; 10: 45; 12: 50; 14: 55; 16: 60; 18: 65; 20: 70 | [8 empty] | vyko v bode bivalence |  | #N/A
| Tamb(℃) | HC(kW) | PI(kW) | HC(kW) | PI(kW) | HC(kW) | PI(kW) | HC(kW) | PI(kW) | HC(kW) | PI(kW) | HC(kW) | PI(kW) | HC(kW) | PI(kW) | HC(kW) | PI(kW) | HC(kW) | PI(kW) | HC(kW) | PI(kW) | 3 | -20 |  |  | #REF! | 5.85 | #REF! | #REF! | -20 | #REF! | #REF! | #REF! | #REF! | -20 | #REF! | #REF!
AE120RXYDGG-20 | -20 | #REF! | #REF! | #REF! | #REF! | #REF! | #REF! | #REF! | #REF! | #REF! | #REF! | #REF! | #REF! | #REF! | #REF! | #REF! | #REF! | #REF! | #REF! | #REF! | #REF! | 4 | -19 |  |  | #REF! | 5.6875 | #REF! | #REF! | -19 | #REF! | #REF! | #REF! | #REF! | -19 | #REF! | #REF!
AE120RXYDGG-19 | -19 | #REF! | #REF! | #REF! | #REF! | #REF! | #REF! | #REF! | #REF! | #REF! | #REF! | #REF! | #REF! | #REF! | #REF! | #REF! | #REF! | #REF! | #REF! | #REF! | #REF! | 5 | -18 |  |  | #REF! | 5.525 | #REF! | #REF! | -18 | #REF! | #REF! | #REF! | #REF! | -18 | #REF! | #REF!
AE120RXYDGG-18 | -18 | #REF! | #REF! | #REF! | #REF! | #REF! | #REF! | #REF! | #REF! | #REF! | #REF! | #REF! | #REF! | #REF! | #REF! | #REF! | #REF! | #REF! | #REF! | #REF! | #REF! | 6 | -17 |  |  | #REF! | 5.3625 | #REF! | #REF! | -17 | #REF! | #REF! | #REF! | #REF! | -17 | #REF! | #REF!
AE120RXYDGG-17 | -17 | #REF! | #REF! | #REF! | #REF! | #REF! | #REF! | #REF! | #REF! | #REF! | #REF! | #REF! | #REF! | #REF! | #REF! | #REF! | #REF! | #REF! | #REF! | #REF! | #REF! | 7 | -16 |  |  | #REF! | 5.2 | #REF! | #REF! | -16 | #REF! | #REF! | #REF! | #REF! | -16 | #REF! | #REF!
AE120RXYDGG-16 | -16 | #REF! | #REF! | #REF! | #REF! | #REF! | #REF! | #REF! | #REF! | #REF! | #REF! | #REF! | #REF! | #REF! | #REF! | #REF! | #REF! | #REF! | #REF! | #REF! | #REF! | 8 | -15 |  |  | #REF! | 5.0375 | #REF! | #REF! | -15 | #REF! | #REF! | #REF! | #REF! | -15 | #REF! | #REF!
AE120RXYDGG-15 | -15 | #REF! | #REF! | #REF! | #REF! | #REF! | #REF! | #REF! | #REF! | #REF! | #REF! | #REF! | #REF! | #REF! | #REF! | #REF! | #REF! | #REF! | #REF! | #REF! | #REF! | 9 | -14 |  |  | #REF! | 4.875 | #REF! | #REF! | -14 | #REF! | #REF! | #REF! | #REF! | -14 | #REF! | #REF!
AE120RXYDGG-14 | -14 | #REF! | #REF! | #REF! | #REF! | #REF! | #REF! | #REF! | #REF! | #REF! | #REF! | #REF! | #REF! | #REF! | #REF! | #REF! | #REF! | #REF! | #REF! | #REF! | #REF! | 10 | -13 |  |  | #REF! | 4.7125 | #REF! | #REF! | -13 | #REF! | #REF! | #REF! | #REF! | -13 | #REF! | #REF!
AE120RXYDGG-13 | -13 | #REF! | #REF! | #REF! | #REF! | #REF! | #REF! | #REF! | #REF! | #REF! | #REF! | #REF! | #REF! | #REF! | #REF! | #REF! | #REF! | #REF! | #REF! | #REF! | #REF! | 11 | -12 |  |  | #REF! | 4.55 | #REF! | #REF! | -12 | #REF! | #REF! | #REF! | #REF! | -12 | #REF! | #REF!
AE120RXYDGG-12 | -12 | #REF! | #REF! | #REF! | #REF! | #REF! | #REF! | #REF! | #REF! | #REF! | #REF! | #REF! | #REF! | #REF! | #REF! | #REF! | #REF! | #REF! | #REF! | #REF! | #REF! | 12 | -11 |  |  | #REF! | 4.3875 | #REF! | #REF! | -11 | #REF! | #REF! | #REF! | #REF! | -11 | #REF! | #REF!
AE120RXYDGG-11 | -11 | #REF! | #REF! | #REF! | #REF! | #REF! | #REF! | #REF! | #REF! | #REF! | #REF! | #REF! | #REF! | #REF! | #REF! | #REF! | #REF! | #REF! | #REF! | #REF! | #REF! | 13 | -10 |  |  | #REF! | 4.225 | #REF! | #REF! | -10 | #REF! | #REF! | #REF! | #REF! | -10 | #REF! | #REF!
AE120RXYDGG-10 | -10 | #REF! | #REF! | #REF! | #REF! | #REF! | #REF! | #REF! | #REF! | #REF! | #REF! | #REF! | #REF! | #REF! | #REF! | #REF! | #REF! | #REF! | #REF! | #REF! | #REF! | 14 | -9 |  |  | #REF! | 4.0625 | #REF! | #REF! | -9 | #REF! | #REF! | #REF! | #REF! | -9 | #REF! | #REF!
AE120RXYDGG-9 | -9 | #REF! | #REF! | #REF! | #REF! | #REF! | #REF! | #REF! | #REF! | #REF! | #REF! | #REF! | #REF! | #REF! | #REF! | #REF! | #REF! | #REF! | #REF! | #REF! | #REF! | 15 | -8 |  |  | #REF! | 3.9 | #REF! | #REF! | -8 | #REF! | #REF! | #REF! | #REF! | -8 | #REF! | #REF!
AE120RXYDGG-8 | -8 | #REF! | #REF! | #REF! | #REF! | #REF! | #REF! | #REF! | #REF! | #REF! | #REF! | #REF! | #REF! | #REF! | #REF! | #REF! | #REF! | #REF! | #REF! | #REF! | #REF! | 16 | -7 |  |  | #REF! | 3.7375 | #REF! | #REF! | -7 | #REF! | #REF! | #REF! | #REF! | -7 | #REF! | #REF!
AE120RXYDGG-7 | -7 | #REF! | #REF! | #REF! | #REF! | #REF! | #REF! | #REF! | #REF! | #REF! | #REF! | #REF! | #REF! | #REF! | #REF! | #REF! | #REF! | #REF! | #REF! | #REF! | #REF! | 17 | -6 |  |  | #REF! | 3.575 | #REF! | #REF! | -6 | #REF! | #REF! | #REF! | #REF! | -6 | #REF! | #REF!
AE120RXYDGG-6 | -6 | #REF! | #REF! | #REF! | #REF! | #REF! | #REF! | #REF! | #REF! | #REF! | #REF! | #REF! | #REF! | #REF! | #REF! | #REF! | #REF! | #REF! | #REF! | #REF! | #REF! | 18 | -5 |  |  | #REF! | 3.4125 | #REF! | #REF! | -5 | #REF! | #REF! | #REF! | #REF! | -5 | #REF! | #REF!
AE120RXYDGG-5 | -5 | #REF! | #REF! | #REF! | #REF! | #REF! | #REF! | #REF! | #REF! | #REF! | #REF! | #REF! | #REF! | #REF! | #REF! | #REF! | #REF! | #REF! | #REF! | #REF! | #REF! | 19 | -4 |  |  | #REF! | 3.25 | #REF! | #REF! | -4 | #REF! | #REF! | #REF! | #REF! | -4 | #REF! | #REF!
AE120RXYDGG-4 | -4 | #REF! | #REF! | #REF! | #REF! | #REF! | #REF! | #REF! | #REF! | #REF! | #REF! | #REF! | #REF! | #REF! | #REF! | #REF! | #REF! | #REF! | #REF! | #REF! | #REF! | 20 | -3 |  |  | #REF! | 3.0875 | #REF! | #REF! | -3 | #REF! | #REF! | #REF! | #REF! | -3 | #REF! | #REF!
AE120RXYDGG-3 | -3 | #REF! | #REF! | #REF! | #REF! | #REF! | #REF! | #REF! | #REF! | #REF! | #REF! | #REF! | #REF! | #REF! | #REF! | #REF! | #REF! | #REF! | #REF! | #REF! | #REF! | 21 | -2 |  |  | #REF! | 2.925 | #REF! | #REF! | -2 | #REF! | #REF! | #REF! | #REF! | -2 | #REF! | #REF!
AE120RXYDGG-2 | -2 | #REF! | #REF! | #REF! | #REF! | #REF! | #REF! | #REF! | #REF! | #REF! | #REF! | #REF! | #REF! | #REF! | #REF! | #REF! | #REF! | #REF! | #REF! | #REF! | #REF! | 22 | -1 |  |  | #REF! | 2.7625 | #REF! | #REF! | -1 | #REF! | #REF! | #REF! | #REF! | -1 | #REF! | #REF!
AE120RXYDGG-1 | -1 | #REF! | #REF! | #REF! | #REF! | #REF! | #REF! | #REF! | #REF! | #REF! | #REF! | #REF! | #REF! | #REF! | #REF! | #REF! | #REF! | #REF! | #REF! | #REF! | #REF! | 23 | 0 |  |  | #REF! | 2.6 | #REF! | #REF! | 0 | #REF! | #REF! | #REF! | #REF! | 0 | #REF! | #REF!
AE120RXYDGG0 | 0 | #REF! | #REF! | #REF! | #REF! | #REF! | #REF! | #REF! | #REF! | #REF! | #REF! | #REF! | #REF! | #REF! | #REF! | #REF! | #REF! | #REF! | #REF! | #REF! | #REF! | 24 | 1 |  |  | #REF! | 2.4375 | #REF! | #REF! | 1 | #REF! | #REF! | #REF! | #REF! | 1 | #REF! | #REF!
AE120RXYDGG1 | 1 | #REF! | #REF! | #REF! | #REF! | #REF! | #REF! | #REF! | #REF! | #REF! | #REF! | #REF! | #REF! | #REF! | #REF! | #REF! | #REF! | #REF! | #REF! | #REF! | #REF! | 25 | 2 |  |  | #REF! | 2.275 | #REF! | #REF! | 2 | #REF! | #REF! | #REF! | #REF! | 2 | #REF! | #REF!
AE120RXYDGG2 | 2 | #REF! | #REF! | #REF! | #REF! | #REF! | #REF! | #REF! | #REF! | #REF! | #REF! | #REF! | #REF! | #REF! | #REF! | #REF! | #REF! | #REF! | #REF! | #REF! | #REF! | 26 | 3 |  |  | #REF! | 2.1125 | #REF! | #REF! | 3 | #REF! | #REF! | #REF! | #REF! | 3 | #REF! | #REF!
AE120RXYDGG3 | 3 | #REF! | #REF! | #REF! | #REF! | #REF! | #REF! | #REF! | #REF! | #REF! | #REF! | #REF! | #REF! | #REF! | #REF! | #REF! | #REF! | #REF! | #REF! | #REF! | #REF! | 27 | 4 |  |  | #REF! | 1.95 | #REF! | #REF! | 4 | #REF! | #REF! | #REF! | #REF! | 4 | #REF! | #REF!
AE120RXYDGG4 | 4 | #REF! | #REF! | #REF! | #REF! | #REF! | #REF! | #REF! | #REF! | #REF! | #REF! | #REF! | #REF! | #REF! | #REF! | #REF! | #REF! | #REF! | #REF! | #REF! | #REF! | 28 | 5 |  |  | #REF! | 1.7875 | #REF! | #REF! | 5 | #REF! | #REF! | #REF! | #REF! | 5 | #REF! | #REF!
AE120RXYDGG5 | 5 | #REF! | #REF! | #REF! | #REF! | #REF! | #REF! | #REF! | #REF! | #REF! | #REF! | #REF! | #REF! | #REF! | #REF! | #REF! | #REF! | #REF! | #REF! | #REF! | #REF! | 29 | 6 |  |  | #REF! | 1.625 | #REF! | #REF! | 6 | #REF! | #REF! | #REF! | #REF! | 6 | #REF! | #REF!
AE120RXYDGG6 | 6 | #REF! | #REF! | #REF! | #REF! | #REF! | #REF! | #REF! | #REF! | #REF! | #REF! | #REF! | #REF! | #REF! | #REF! | #REF! | #REF! | #REF! | #REF! | #REF! | #REF! | 30 | 7 |  |  | #REF! | 1.4625 | #REF! | #REF! | 7 | #REF! | #REF! | #REF! | #REF! | 7 | #REF! | #REF!
AE120RXYDGG7 | 7 | #REF! | #REF! | #REF! | #REF! | #REF! | #REF! | #REF! | #REF! | #REF! | #REF! | #REF! | #REF! | #REF! | #REF! | #REF! | #REF! | #REF! | #REF! | #REF! | #REF! | 31 | 8 |  |  | #REF! | 1.3 | #REF! | #REF! | 8 | #REF! | #REF! | #REF! | #REF! | 8 | #REF! | #REF!
AE120RXYDGG8 | 8 | #REF! | #REF! | #REF! | #REF! | #REF! | #REF! | #REF! | #REF! | #REF! | #REF! | #REF! | #REF! | #REF! | #REF! | #REF! | #REF! | #REF! | #REF! | #REF! | #REF! | 32 | 9 |  |  | #REF! | 1.1375 | #REF! | #REF! | 9 | #REF! | #REF! | #REF! | #REF! | 9 | #REF! | #REF!
AE120RXYDGG9 | 9 | #REF! | #REF! | #REF! | #REF! | #REF! | #REF! | #REF! | #REF! | #REF! | #REF! | #REF! | #REF! | #REF! | #REF! | #REF! | #REF! | #REF! | #REF! | #REF! | #REF! | 33 | 10 |  |  | #REF! | 0.975 | #REF! | #REF! | 10 | #REF! | #REF! | #REF! | #REF! | 10 | #REF! | #REF!
AE120RXYDGG10 | 10 | #REF! | #REF! | #REF! | #REF! | #REF! | #REF! | #REF! | #REF! | #REF! | #REF! | #REF! | #REF! | #REF! | #REF! | #REF! | #REF! | #REF! | #REF! | #REF! | #REF! | 34 | 11 |  |  | #REF! | 0.8125 | #REF! | #REF! | 11 | #REF! | #REF! | #REF! | #REF! | 11 | #REF! | #REF!
AE120RXYDGG11 | 11 | #REF! | #REF! | #REF! | #REF! | #REF! | #REF! | #REF! | #REF! | #REF! | #REF! | #REF! | #REF! | #REF! | #REF! | #REF! | #REF! | #REF! | #REF! | #REF! | #REF! | 35 | 12 |  |  | #REF! | 0.65 | #REF! | #REF! | 12 | #REF! | #REF! | #REF! | #REF! | 12 | #REF! | #REF!
AE120RXYDGG12 | 12 | #REF! | #REF! | #REF! | #REF! | #REF! | #REF! | #REF! | #REF! | #REF! | #REF! | #REF! | #REF! | #REF! | #REF! | #REF! | #REF! | #REF! | #REF! | #REF! | #REF! | 36 | 13 |  |  | #REF! | 0.4875 | #REF! | #REF! | 13 | #REF! | #REF! | #REF! | #REF! | 13 | #REF! | #REF!
AE120RXYDGG13 | 13 | #REF! | #REF! | #REF! | #REF! | #REF! | #REF! | #REF! | #REF! | #REF! | #REF! | #REF! | #REF! | #REF! | #REF! | #REF! | #REF! | #REF! | #REF! | #REF! | #REF! | 37 | 14 |  |  | #REF! | 0.325 | #REF! | #REF! | 14 | #REF! | #REF! | #REF! | #REF! | 14 | #REF! | #REF!
AE120RXYDGG14 | 14 | #REF! | #REF! | #REF! | #REF! | #REF! | #REF! | #REF! | #REF! | #REF! | #REF! | #REF! | #REF! | #REF! | #REF! | #REF! | #REF! | #REF! | #REF! | #REF! | #REF! | 38 | 15 |  |  | #REF! | 0.1625 | #REF! | #REF! | 15 | #REF! | #REF! | #REF! | #REF! | 15 | #REF! | #REF!
AE120RXYDGG15 | 15 | #REF! | #REF! | #REF! | #REF! | #REF! | #REF! | #REF! | #REF! | #REF! | #REF! | #REF! | #REF! | #REF! | #REF! | #REF! | #REF! | #REF! | #REF! | #REF! | #REF! | 39 | 16 |  |  | #REF! | 0 | #REF! | #REF! | 16 | #REF! | #REF! | #REF! | #REF! | 16 | #REF! | #REF!
AE120RXYDGG16 | 16 | #REF! | #REF! | #REF! | #REF! | #REF! | #REF! | #REF! | #REF! | #REF! | #REF! | #REF! | #REF! | #REF! | #REF! | #REF! | #REF! | #REF! | #REF! | #REF! | #REF! | 40 | 17
AE120RXYDGG17 | 17 | #REF! | #REF! | #REF! | #REF! | #REF! | #REF! | #REF! | #REF! | #REF! | #REF! | #REF! | #REF! | #REF! | #REF! | #REF! | #REF! | #REF! | #REF! | #REF! | #REF! | 41 | 18
AE120RXYDGG18 | 18 | #REF! | #REF! | #REF! | #REF! | #REF! | #REF! | #REF! | #REF! | #REF! | #REF! | #REF! | #REF! | #REF! | #REF! | #REF! | #REF! | #REF! | #REF! | #REF! | #REF! | 42 | 19
AE120RXYDGG19 | 19 | #REF! | #REF! | #REF! | #REF! | #REF! | #REF! | #REF! | #REF! | #REF! | #REF! | #REF! | #REF! | #REF! | #REF! | #REF! | #REF! | #REF! | #REF! | #REF! | #REF! | 43 | 20
AE120RXYDGG20 | 20 | #REF! | #REF! | #REF! | #REF! | #REF! | #REF! | #REF! | #REF! | #REF! | #REF! | #REF! | #REF! | #REF! | #REF! | #REF! | #REF! | #REF! | #REF! | #REF! | #REF!
[22 empty] | knownX | known Y
[22 empty] | 16 | 0
[22 empty] | -12 | 4.55
[22 empty] | -20 | 5.85
AE040RXEDEG
AE060RXEDEG
AE090RXEDEG
AE090RXEDGG
AE050RXYDEG
AE080RXYDEG
AE080RXYDGG
AE120RXYDEG
AE120RXYDGG
AE160RXYDEG
AE160RXYDGG

## 3 (hidden)
[25 empty] | #REF! | -12 | zalozni el ohrivac | 6 | kW
| AE160RXYDGG | 2 | 3 | 4 | 5 | 6 | 7 | 8 | 9 | 10 | 11 | 12 | 13 | 14 | 15 | 16 | 17 | 18 | 19 | 20 | 21 |  | vystupni teplota | ztara při |  | 50 | ztrata při -12°C | 4.55 | kW | bod bivalence | #N/A | °C
| LWT(℃) | 2: 25; 4: 30; 6: 35; 8: 40; 10: 45; 12: 50; 14: 55; 16: 60; 18: 65; 20: 70 | [8 empty] | vyko v bode bivalence |  | #N/A
| Tamb(℃) | HC(kW) | PI(kW) | HC(kW) | PI(kW) | HC(kW) | PI(kW) | HC(kW) | PI(kW) | HC(kW) | PI(kW) | HC(kW) | PI(kW) | HC(kW) | PI(kW) | HC(kW) | PI(kW) | HC(kW) | PI(kW) | HC(kW) | PI(kW) | 3 | -20 |  |  | #REF! | 5.85 | #REF! | #REF! | -20 | #REF! | #REF! | #REF! | #REF! | -20 | #REF! | #REF!
AE160RXYDGG-20 | -20 | #REF! | #REF! | #REF! | #REF! | #REF! | #REF! | #REF! | #REF! | #REF! | #REF! | #REF! | #REF! | #REF! | #REF! | #REF! | #REF! | #REF! | #REF! | #REF! | #REF! | 4 | -19 |  |  | #REF! | 5.6875 | #REF! | #REF! | -19 | #REF! | #REF! | #REF! | #REF! | -19 | #REF! | #REF!
AE160RXYDGG-19 | -19 | #REF! | #REF! | #REF! | #REF! | #REF! | #REF! | #REF! | #REF! | #REF! | #REF! | #REF! | #REF! | #REF! | #REF! | #REF! | #REF! | #REF! | #REF! | #REF! | #REF! | 5 | -18 |  |  | #REF! | 5.525 | #REF! | #REF! | -18 | #REF! | #REF! | #REF! | #REF! | -18 | #REF! | #REF!
AE160RXYDGG-18 | -18 | #REF! | #REF! | #REF! | #REF! | #REF! | #REF! | #REF! | #REF! | #REF! | #REF! | #REF! | #REF! | #REF! | #REF! | #REF! | #REF! | #REF! | #REF! | #REF! | #REF! | 6 | -17 |  |  | #REF! | 5.3625 | #REF! | #REF! | -17 | #REF! | #REF! | #REF! | #REF! | -17 | #REF! | #REF!
AE160RXYDGG-17 | -17 | #REF! | #REF! | #REF! | #REF! | #REF! | #REF! | #REF! | #REF! | #REF! | #REF! | #REF! | #REF! | #REF! | #REF! | #REF! | #REF! | #REF! | #REF! | #REF! | #REF! | 7 | -16 |  |  | #REF! | 5.2 | #REF! | #REF! | -16 | #REF! | #REF! | #REF! | #REF! | -16 | #REF! | #REF!
AE160RXYDGG-16 | -16 | #REF! | #REF! | #REF! | #REF! | #REF! | #REF! | #REF! | #REF! | #REF! | #REF! | #REF! | #REF! | #REF! | #REF! | #REF! | #REF! | #REF! | #REF! | #REF! | #REF! | 8 | -15 |  |  | #REF! | 5.0375 | #REF! | #REF! | -15 | #REF! | #REF! | #REF! | #REF! | -15 | #REF! | #REF!
AE160RXYDGG-15 | -15 | #REF! | #REF! | #REF! | #REF! | #REF! | #REF! | #REF! | #REF! | #REF! | #REF! | #REF! | #REF! | #REF! | #REF! | #REF! | #REF! | #REF! | #REF! | #REF! | #REF! | 9 | -14 |  |  | #REF! | 4.875 | #REF! | #REF! | -14 | #REF! | #REF! | #REF! | #REF! | -14 | #REF! | #REF!
AE160RXYDGG-14 | -14 | #REF! | #REF! | #REF! | #REF! | #REF! | #REF! | #REF! | #REF! | #REF! | #REF! | #REF! | #REF! | #REF! | #REF! | #REF! | #REF! | #REF! | #REF! | #REF! | #REF! | 10 | -13 |  |  | #REF! | 4.7125 | #REF! | #REF! | -13 | #REF! | #REF! | #REF! | #REF! | -13 | #REF! | #REF!
AE160RXYDGG-13 | -13 | #REF! | #REF! | #REF! | #REF! | #REF! | #REF! | #REF! | #REF! | #REF! | #REF! | #REF! | #REF! | #REF! | #REF! | #REF! | #REF! | #REF! | #REF! | #REF! | #REF! | 11 | -12 |  |  | #REF! | 4.55 | #REF! | #REF! | -12 | #REF! | #REF! | #REF! | #REF! | -12 | #REF! | #REF!
AE160RXYDGG-12 | -12 | #REF! | #REF! | #REF! | #REF! | #REF! | #REF! | #REF! | #REF! | #REF! | #REF! | #REF! | #REF! | #REF! | #REF! | #REF! | #REF! | #REF! | #REF! | #REF! | #REF! | 12 | -11 |  |  | #REF! | 4.3875 | #REF! | #REF! | -11 | #REF! | #REF! | #REF! | #REF! | -11 | #REF! | #REF!
AE160RXYDGG-11 | -11 | #REF! | #REF! | #REF! | #REF! | #REF! | #REF! | #REF! | #REF! | #REF! | #REF! | #REF! | #REF! | #REF! | #REF! | #REF! | #REF! | #REF! | #REF! | #REF! | #REF! | 13 | -10 |  |  | #REF! | 4.225 | #REF! | #REF! | -10 | #REF! | #REF! | #REF! | #REF! | -10 | #REF! | #REF!
AE160RXYDGG-10 | -10 | #REF! | #REF! | #REF! | #REF! | #REF! | #REF! | #REF! | #REF! | #REF! | #REF! | #REF! | #REF! | #REF! | #REF! | #REF! | #REF! | #REF! | #REF! | #REF! | #REF! | 14 | -9 |  |  | #REF! | 4.0625 | #REF! | #REF! | -9 | #REF! | #REF! | #REF! | #REF! | -9 | #REF! | #REF!
AE160RXYDGG-9 | -9 | #REF! | #REF! | #REF! | #REF! | #REF! | #REF! | #REF! | #REF! | #REF! | #REF! | #REF! | #REF! | #REF! | #REF! | #REF! | #REF! | #REF! | #REF! | #REF! | #REF! | 15 | -8 |  |  | #REF! | 3.9 | #REF! | #REF! | -8 | #REF! | #REF! | #REF! | #REF! | -8 | #REF! | #REF!
AE160RXYDGG-8 | -8 | #REF! | #REF! | #REF! | #REF! | #REF! | #REF! | #REF! | #REF! | #REF! | #REF! | #REF! | #REF! | #REF! | #REF! | #REF! | #REF! | #REF! | #REF! | #REF! | #REF! | 16 | -7 |  |  | #REF! | 3.7375 | #REF! | #REF! | -7 | #REF! | #REF! | #REF! | #REF! | -7 | #REF! | #REF!
AE160RXYDGG-7 | -7 | #REF! | #REF! | #REF! | #REF! | #REF! | #REF! | #REF! | #REF! | #REF! | #REF! | #REF! | #REF! | #REF! | #REF! | #REF! | #REF! | #REF! | #REF! | #REF! | #REF! | 17 | -6 |  |  | #REF! | 3.575 | #REF! | #REF! | -6 | #REF! | #REF! | #REF! | #REF! | -6 | #REF! | #REF!
AE160RXYDGG-6 | -6 | #REF! | #REF! | #REF! | #REF! | #REF! | #REF! | #REF! | #REF! | #REF! | #REF! | #REF! | #REF! | #REF! | #REF! | #REF! | #REF! | #REF! | #REF! | #REF! | #REF! | 18 | -5 |  |  | #REF! | 3.4125 | #REF! | #REF! | -5 | #REF! | #REF! | #REF! | #REF! | -5 | #REF! | #REF!
AE160RXYDGG-5 | -5 | #REF! | #REF! | #REF! | #REF! | #REF! | #REF! | #REF! | #REF! | #REF! | #REF! | #REF! | #REF! | #REF! | #REF! | #REF! | #REF! | #REF! | #REF! | #REF! | #REF! | 19 | -4 |  |  | #REF! | 3.25 | #REF! | #REF! | -4 | #REF! | #REF! | #REF! | #REF! | -4 | #REF! | #REF!
AE160RXYDGG-4 | -4 | #REF! | #REF! | #REF! | #REF! | #REF! | #REF! | #REF! | #REF! | #REF! | #REF! | #REF! | #REF! | #REF! | #REF! | #REF! | #REF! | #REF! | #REF! | #REF! | #REF! | 20 | -3 |  |  | #REF! | 3.0875 | #REF! | #REF! | -3 | #REF! | #REF! | #REF! | #REF! | -3 | #REF! | #REF!
AE160RXYDGG-3 | -3 | #REF! | #REF! | #REF! | #REF! | #REF! | #REF! | #REF! | #REF! | #REF! | #REF! | #REF! | #REF! | #REF! | #REF! | #REF! | #REF! | #REF! | #REF! | #REF! | #REF! | 21 | -2 |  |  | #REF! | 2.925 | #REF! | #REF! | -2 | #REF! | #REF! | #REF! | #REF! | -2 | #REF! | #REF!
AE160RXYDGG-2 | -2 | #REF! | #REF! | #REF! | #REF! | #REF! | #REF! | #REF! | #REF! | #REF! | #REF! | #REF! | #REF! | #REF! | #REF! | #REF! | #REF! | #REF! | #REF! | #REF! | #REF! | 22 | -1 |  |  | #REF! | 2.7625 | #REF! | #REF! | -1 | #REF! | #REF! | #REF! | #REF! | -1 | #REF! | #REF!
AE160RXYDGG-1 | -1 | #REF! | #REF! | #REF! | #REF! | #REF! | #REF! | #REF! | #REF! | #REF! | #REF! | #REF! | #REF! | #REF! | #REF! | #REF! | #REF! | #REF! | #REF! | #REF! | #REF! | 23 | 0 |  |  | #REF! | 2.6 | #REF! | #REF! | 0 | #REF! | #REF! | #REF! | #REF! | 0 | #REF! | #REF!
AE160RXYDGG0 | 0 | #REF! | #REF! | #REF! | #REF! | #REF! | #REF! | #REF! | #REF! | #REF! | #REF! | #REF! | #REF! | #REF! | #REF! | #REF! | #REF! | #REF! | #REF! | #REF! | #REF! | 24 | 1 |  |  | #REF! | 2.4375 | #REF! | #REF! | 1 | #REF! | #REF! | #REF! | #REF! | 1 | #REF! | #REF!
AE160RXYDGG1 | 1 | #REF! | #REF! | #REF! | #REF! | #REF! | #REF! | #REF! | #REF! | #REF! | #REF! | #REF! | #REF! | #REF! | #REF! | #REF! | #REF! | #REF! | #REF! | #REF! | #REF! | 25 | 2 |  |  | #REF! | 2.275 | #REF! | #REF! | 2 | #REF! | #REF! | #REF! | #REF! | 2 | #REF! | #REF!
AE160RXYDGG2 | 2 | #REF! | #REF! | #REF! | #REF! | #REF! | #REF! | #REF! | #REF! | #REF! | #REF! | #REF! | #REF! | #REF! | #REF! | #REF! | #REF! | #REF! | #REF! | #REF! | #REF! | 26 | 3 |  |  | #REF! | 2.1125 | #REF! | #REF! | 3 | #REF! | #REF! | #REF! | #REF! | 3 | #REF! | #REF!
AE160RXYDGG3 | 3 | #REF! | #REF! | #REF! | #REF! | #REF! | #REF! | #REF! | #REF! | #REF! | #REF! | #REF! | #REF! | #REF! | #REF! | #REF! | #REF! | #REF! | #REF! | #REF! | #REF! | 27 | 4 |  |  | #REF! | 1.95 | #REF! | #REF! | 4 | #REF! | #REF! | #REF! | #REF! | 4 | #REF! | #REF!
AE160RXYDGG4 | 4 | #REF! | #REF! | #REF! | #REF! | #REF! | #REF! | #REF! | #REF! | #REF! | #REF! | #REF! | #REF! | #REF! | #REF! | #REF! | #REF! | #REF! | #REF! | #REF! | #REF! | 28 | 5 |  |  | #REF! | 1.7875 | #REF! | #REF! | 5 | #REF! | #REF! | #REF! | #REF! | 5 | #REF! | #REF!
AE160RXYDGG5 | 5 | #REF! | #REF! | #REF! | #REF! | #REF! | #REF! | #REF! | #REF! | #REF! | #REF! | #REF! | #REF! | #REF! | #REF! | #REF! | #REF! | #REF! | #REF! | #REF! | #REF! | 29 | 6 |  |  | #REF! | 1.625 | #REF! | #REF! | 6 | #REF! | #REF! | #REF! | #REF! | 6 | #REF! | #REF!
AE160RXYDGG6 | 6 | #REF! | #REF! | #REF! | #REF! | #REF! | #REF! | #REF! | #REF! | #REF! | #REF! | #REF! | #REF! | #REF! | #REF! | #REF! | #REF! | #REF! | #REF! | #REF! | #REF! | 30 | 7 |  |  | #REF! | 1.4625 | #REF! | #REF! | 7 | #REF! | #REF! | #REF! | #REF! | 7 | #REF! | #REF!
AE160RXYDGG7 | 7 | #REF! | #REF! | #REF! | #REF! | #REF! | #REF! | #REF! | #REF! | #REF! | #REF! | #REF! | #REF! | #REF! | #REF! | #REF! | #REF! | #REF! | #REF! | #REF! | #REF! | 31 | 8 |  |  | #REF! | 1.3 | #REF! | #REF! | 8 | #REF! | #REF! | #REF! | #REF! | 8 | #REF! | #REF!
AE160RXYDGG8 | 8 | #REF! | #REF! | #REF! | #REF! | #REF! | #REF! | #REF! | #REF! | #REF! | #REF! | #REF! | #REF! | #REF! | #REF! | #REF! | #REF! | #REF! | #REF! | #REF! | #REF! | 32 | 9 |  |  | #REF! | 1.1375 | #REF! | #REF! | 9 | #REF! | #REF! | #REF! | #REF! | 9 | #REF! | #REF!
AE160RXYDGG9 | 9 | #REF! | #REF! | #REF! | #REF! | #REF! | #REF! | #REF! | #REF! | #REF! | #REF! | #REF! | #REF! | #REF! | #REF! | #REF! | #REF! | #REF! | #REF! | #REF! | #REF! | 33 | 10 |  |  | #REF! | 0.975 | #REF! | #REF! | 10 | #REF! | #REF! | #REF! | #REF! | 10 | #REF! | #REF!
AE160RXYDGG10 | 10 | #REF! | #REF! | #REF! | #REF! | #REF! | #REF! | #REF! | #REF! | #REF! | #REF! | #REF! | #REF! | #REF! | #REF! | #REF! | #REF! | #REF! | #REF! | #REF! | #REF! | 34 | 11 |  |  | #REF! | 0.8125 | #REF! | #REF! | 11 | #REF! | #REF! | #REF! | #REF! | 11 | #REF! | #REF!
AE160RXYDGG11 | 11 | #REF! | #REF! | #REF! | #REF! | #REF! | #REF! | #REF! | #REF! | #REF! | #REF! | #REF! | #REF! | #REF! | #REF! | #REF! | #REF! | #REF! | #REF! | #REF! | #REF! | 35 | 12 |  |  | #REF! | 0.65 | #REF! | #REF! | 12 | #REF! | #REF! | #REF! | #REF! | 12 | #REF! | #REF!
AE160RXYDGG12 | 12 | #REF! | #REF! | #REF! | #REF! | #REF! | #REF! | #REF! | #REF! | #REF! | #REF! | #REF! | #REF! | #REF! | #REF! | #REF! | #REF! | #REF! | #REF! | #REF! | #REF! | 36 | 13 |  |  | #REF! | 0.4875 | #REF! | #REF! | 13 | #REF! | #REF! | #REF! | #REF! | 13 | #REF! | #REF!
AE160RXYDGG13 | 13 | #REF! | #REF! | #REF! | #REF! | #REF! | #REF! | #REF! | #REF! | #REF! | #REF! | #REF! | #REF! | #REF! | #REF! | #REF! | #REF! | #REF! | #REF! | #REF! | #REF! | 37 | 14 |  |  | #REF! | 0.325 | #REF! | #REF! | 14 | #REF! | #REF! | #REF! | #REF! | 14 | #REF! | #REF!
AE160RXYDGG14 | 14 | #REF! | #REF! | #REF! | #REF! | #REF! | #REF! | #REF! | #REF! | #REF! | #REF! | #REF! | #REF! | #REF! | #REF! | #REF! | #REF! | #REF! | #REF! | #REF! | #REF! | 38 | 15 |  |  | #REF! | 0.1625 | #REF! | #REF! | 15 | #REF! | #REF! | #REF! | #REF! | 15 | #REF! | #REF!
AE160RXYDGG15 | 15 | #REF! | #REF! | #REF! | #REF! | #REF! | #REF! | #REF! | #REF! | #REF! | #REF! | #REF! | #REF! | #REF! | #REF! | #REF! | #REF! | #REF! | #REF! | #REF! | #REF! | 39 | 16 |  |  | #REF! | 0 | #REF! | #REF! | 16 | #REF! | #REF! | #REF! | #REF! | 16 | #REF! | #REF!
AE160RXYDGG16 | 16 | #REF! | #REF! | #REF! | #REF! | #REF! | #REF! | #REF! | #REF! | #REF! | #REF! | #REF! | #REF! | #REF! | #REF! | #REF! | #REF! | #REF! | #REF! | #REF! | #REF! | 40 | 17
AE160RXYDGG17 | 17 | #REF! | #REF! | #REF! | #REF! | #REF! | #REF! | #REF! | #REF! | #REF! | #REF! | #REF! | #REF! | #REF! | #REF! | #REF! | #REF! | #REF! | #REF! | #REF! | #REF! | 41 | 18
AE160RXYDGG18 | 18 | #REF! | #REF! | #REF! | #REF! | #REF! | #REF! | #REF! | #REF! | #REF! | #REF! | #REF! | #REF! | #REF! | #REF! | #REF! | #REF! | #REF! | #REF! | #REF! | #REF! | 42 | 19
AE160RXYDGG19 | 19 | #REF! | #REF! | #REF! | #REF! | #REF! | #REF! | #REF! | #REF! | #REF! | #REF! | #REF! | #REF! | #REF! | #REF! | #REF! | #REF! | #REF! | #REF! | #REF! | #REF! | 43 | 20
AE160RXYDGG20 | 20 | #REF! | #REF! | #REF! | #REF! | #REF! | #REF! | #REF! | #REF! | #REF! | #REF! | #REF! | #REF! | #REF! | #REF! | #REF! | #REF! | #REF! | #REF! | #REF! | #REF!
[24 empty] | knownX | known Y
[24 empty] | 16 | 0
[24 empty] | -12 | 4.55
[24 empty] | -20 | 5.85
AE040RXEDEG
AE060RXEDEG
AE090RXEDEG
AE090RXEDGG
AE050RXYDEG
AE080RXYDEG
AE080RXYDGG
AE120RXYDEG
AE120RXYDGG
AE160RXYDEG
AE160RXYDGG

## 4 (hidden)
[25 empty] | #REF! | -12 | zalozni el ohrivac | 6 | kW
| 0 | 2 | 3 | 4 | 5 | 6 | 7 | 8 | 9 | 10 | 11 | 12 | 13 | 14 | 15 | 16 | 17 | 18 | 19 | 20 | 21 |  | vystupni teplota | ztara při |  | 50 | ztrata při -12°C | 4.55 | kW | bod bivalence | #N/A | °C
| LWT(℃) | 25 |  | 30 |  | 35 |  | 40 |  | 45 |  | 50 |  | 55 |  | 60 |  | 65 |  | 70 | [9 empty] | vyko v bode bivalence |  | #N/A
| Tamb(℃) | HC(kW) | PI(kW) | HC(kW) | PI(kW) | HC(kW) | PI(kW) | HC(kW) | PI(kW) | HC(kW) | PI(kW) | HC(kW) | PI(kW) | HC(kW) | PI(kW) | HC(kW) | PI(kW) | HC(kW) | PI(kW) | HC(kW) | PI(kW) | 3 | -20 |  |  | #REF! | 5.85 | #REF! | #REF! | -20 | #REF! | #REF! | #REF! | #REF! | -20 | #REF! | #REF!
0-20 | -20 | #REF! | #REF! | #REF! | #REF! | #REF! | #REF! | #REF! | #REF! | #REF! | #REF! | #REF! | #REF! | #REF! | #REF! | #REF! | #REF! | #REF! | #REF! | #REF! | #REF! | 4 | -19 |  |  | #REF! | 5.6875 | #REF! | #REF! | -19 | #REF! | #REF! | #REF! | #REF! | -19 | #REF! | #REF!
0-19 | -19 | #REF! | #REF! | #REF! | #REF! | #REF! | #REF! | #REF! | #REF! | #REF! | #REF! | #REF! | #REF! | #REF! | #REF! | #REF! | #REF! | #REF! | #REF! | #REF! | #REF! | 5 | -18 |  |  | #REF! | 5.525 | #REF! | #REF! | -18 | #REF! | #REF! | #REF! | #REF! | -18 | #REF! | #REF!
0-18 | -18 | #REF! | #REF! | #REF! | #REF! | #REF! | #REF! | #REF! | #REF! | #REF! | #REF! | #REF! | #REF! | #REF! | #REF! | #REF! | #REF! | #REF! | #REF! | #REF! | #REF! | 6 | -17 |  |  | #REF! | 5.3625 | #REF! | #REF! | -17 | #REF! | #REF! | #REF! | #REF! | -17 | #REF! | #REF!
0-17 | -17 | #REF! | #REF! | #REF! | #REF! | #REF! | #REF! | #REF! | #REF! | #REF! | #REF! | #REF! | #REF! | #REF! | #REF! | #REF! | #REF! | #REF! | #REF! | #REF! | #REF! | 7 | -16 |  |  | #REF! | 5.2 | #REF! | #REF! | -16 | #REF! | #REF! | #REF! | #REF! | -16 | #REF! | #REF!
0-16 | -16 | #REF! | #REF! | #REF! | #REF! | #REF! | #REF! | #REF! | #REF! | #REF! | #REF! | #REF! | #REF! | #REF! | #REF! | #REF! | #REF! | #REF! | #REF! | #REF! | #REF! | 8 | -15 |  |  | #REF! | 5.0375 | #REF! | #REF! | -15 | #REF! | #REF! | #REF! | #REF! | -15 | #REF! | #REF!
0-15 | -15 | #REF! | #REF! | #REF! | #REF! | #REF! | #REF! | #REF! | #REF! | #REF! | #REF! | #REF! | #REF! | #REF! | #REF! | #REF! | #REF! | #REF! | #REF! | #REF! | #REF! | 9 | -14 |  |  | #REF! | 4.875 | #REF! | #REF! | -14 | #REF! | #REF! | #REF! | #REF! | -14 | #REF! | #REF!
0-14 | -14 | #REF! | #REF! | #REF! | #REF! | #REF! | #REF! | #REF! | #REF! | #REF! | #REF! | #REF! | #REF! | #REF! | #REF! | #REF! | #REF! | #REF! | #REF! | #REF! | #REF! | 10 | -13 |  |  | #REF! | 4.7125 | #REF! | #REF! | -13 | #REF! | #REF! | #REF! | #REF! | -13 | #REF! | #REF!
0-13 | -13 | #REF! | #REF! | #REF! | #REF! | #REF! | #REF! | #REF! | #REF! | #REF! | #REF! | #REF! | #REF! | #REF! | #REF! | #REF! | #REF! | #REF! | #REF! | #REF! | #REF! | 11 | -12 |  |  | #REF! | 4.55 | #REF! | #REF! | -12 | #REF! | #REF! | #REF! | #REF! | -12 | #REF! | #REF!
0-12 | -12 | #REF! | #REF! | #REF! | #REF! | #REF! | #REF! | #REF! | #REF! | #REF! | #REF! | #REF! | #REF! | #REF! | #REF! | #REF! | #REF! | #REF! | #REF! | #REF! | #REF! | 12 | -11 |  |  | #REF! | 4.3875 | #REF! | #REF! | -11 | #REF! | #REF! | #REF! | #REF! | -11 | #REF! | #REF!
0-11 | -11 | #REF! | #REF! | #REF! | #REF! | #REF! | #REF! | #REF! | #REF! | #REF! | #REF! | #REF! | #REF! | #REF! | #REF! | #REF! | #REF! | #REF! | #REF! | #REF! | #REF! | 13 | -10 |  |  | #REF! | 4.225 | #REF! | #REF! | -10 | #REF! | #REF! | #REF! | #REF! | -10 | #REF! | #REF!
0-10 | -10 | #REF! | #REF! | #REF! | #REF! | #REF! | #REF! | #REF! | #REF! | #REF! | #REF! | #REF! | #REF! | #REF! | #REF! | #REF! | #REF! | #REF! | #REF! | #REF! | #REF! | 14 | -9 |  |  | #REF! | 4.0625 | #REF! | #REF! | -9 | #REF! | #REF! | #REF! | #REF! | -9 | #REF! | #REF!
0-9 | -9 | #REF! | #REF! | #REF! | #REF! | #REF! | #REF! | #REF! | #REF! | #REF! | #REF! | #REF! | #REF! | #REF! | #REF! | #REF! | #REF! | #REF! | #REF! | #REF! | #REF! | 15 | -8 |  |  | #REF! | 3.9 | #REF! | #REF! | -8 | #REF! | #REF! | #REF! | #REF! | -8 | #REF! | #REF!
0-8 | -8 | #REF! | #REF! | #REF! | #REF! | #REF! | #REF! | #REF! | #REF! | #REF! | #REF! | #REF! | #REF! | #REF! | #REF! | #REF! | #REF! | #REF! | #REF! | #REF! | #REF! | 16 | -7 |  |  | #REF! | 3.7375 | #REF! | #REF! | -7 | #REF! | #REF! | #REF! | #REF! | -7 | #REF! | #REF!
0-7 | -7 | #REF! | #REF! | #REF! | #REF! | #REF! | #REF! | #REF! | #REF! | #REF! | #REF! | #REF! | #REF! | #REF! | #REF! | #REF! | #REF! | #REF! | #REF! | #REF! | #REF! | 17 | -6 |  |  | #REF! | 3.575 | #REF! | #REF! | -6 | #REF! | #REF! | #REF! | #REF! | -6 | #REF! | #REF!
0-6 | -6 | #REF! | #REF! | #REF! | #REF! | #REF! | #REF! | #REF! | #REF! | #REF! | #REF! | #REF! | #REF! | #REF! | #REF! | #REF! | #REF! | #REF! | #REF! | #REF! | #REF! | 18 | -5 |  |  | #REF! | 3.4125 | #REF! | #REF! | -5 | #REF! | #REF! | #REF! | #REF! | -5 | #REF! | #REF!
0-5 | -5 | #REF! | #REF! | #REF! | #REF! | #REF! | #REF! | #REF! | #REF! | #REF! | #REF! | #REF! | #REF! | #REF! | #REF! | #REF! | #REF! | #REF! | #REF! | #REF! | #REF! | 19 | -4 |  |  | #REF! | 3.25 | #REF! | #REF! | -4 | #REF! | #REF! | #REF! | #REF! | -4 | #REF! | #REF!
0-4 | -4 | #REF! | #REF! | #REF! | #REF! | #REF! | #REF! | #REF! | #REF! | #REF! | #REF! | #REF! | #REF! | #REF! | #REF! | #REF! | #REF! | #REF! | #REF! | #REF! | #REF! | 20 | -3 |  |  | #REF! | 3.0875 | #REF! | #REF! | -3 | #REF! | #REF! | #REF! | #REF! | -3 | #REF! | #REF!
0-3 | -3 | #REF! | #REF! | #REF! | #REF! | #REF! | #REF! | #REF! | #REF! | #REF! | #REF! | #REF! | #REF! | #REF! | #REF! | #REF! | #REF! | #REF! | #REF! | #REF! | #REF! | 21 | -2 |  |  | #REF! | 2.925 | #REF! | #REF! | -2 | #REF! | #REF! | #REF! | #REF! | -2 | #REF! | #REF!
0-2 | -2 | #REF! | #REF! | #REF! | #REF! | #REF! | #REF! | #REF! | #REF! | #REF! | #REF! | #REF! | #REF! | #REF! | #REF! | #REF! | #REF! | #REF! | #REF! | #REF! | #REF! | 22 | -1 |  |  | #REF! | 2.7625 | #REF! | #REF! | -1 | #REF! | #REF! | #REF! | #REF! | -1 | #REF! | #REF!
0-1 | -1 | #REF! | #REF! | #REF! | #REF! | #REF! | #REF! | #REF! | #REF! | #REF! | #REF! | #REF! | #REF! | #REF! | #REF! | #REF! | #REF! | #REF! | #REF! | #REF! | #REF! | 23 | 0 |  |  | #REF! | 2.6 | #REF! | #REF! | 0 | #REF! | #REF! | #REF! | #REF! | 0 | #REF! | #REF!
00 | 0 | #REF! | #REF! | #REF! | #REF! | #REF! | #REF! | #REF! | #REF! | #REF! | #REF! | #REF! | #REF! | #REF! | #REF! | #REF! | #REF! | #REF! | #REF! | #REF! | #REF! | 24 | 1 |  |  | #REF! | 2.4375 | #REF! | #REF! | 1 | #REF! | #REF! | #REF! | #REF! | 1 | #REF! | #REF!
01 | 1 | #REF! | #REF! | #REF! | #REF! | #REF! | #REF! | #REF! | #REF! | #REF! | #REF! | #REF! | #REF! | #REF! | #REF! | #REF! | #REF! | #REF! | #REF! | #REF! | #REF! | 25 | 2 |  |  | #REF! | 2.275 | #REF! | #REF! | 2 | #REF! | #REF! | #REF! | #REF! | 2 | #REF! | #REF!
02 | 2 | #REF! | #REF! | #REF! | #REF! | #REF! | #REF! | #REF! | #REF! | #REF! | #REF! | #REF! | #REF! | #REF! | #REF! | #REF! | #REF! | #REF! | #REF! | #REF! | #REF! | 26 | 3 |  |  | #REF! | 2.1125 | #REF! | #REF! | 3 | #REF! | #REF! | #REF! | #REF! | 3 | #REF! | #REF!
03 | 3 | #REF! | #REF! | #REF! | #REF! | #REF! | #REF! | #REF! | #REF! | #REF! | #REF! | #REF! | #REF! | #REF! | #REF! | #REF! | #REF! | #REF! | #REF! | #REF! | #REF! | 27 | 4 |  |  | #REF! | 1.95 | #REF! | #REF! | 4 | #REF! | #REF! | #REF! | #REF! | 4 | #REF! | #REF!
04 | 4 | #REF! | #REF! | #REF! | #REF! | #REF! | #REF! | #REF! | #REF! | #REF! | #REF! | #REF! | #REF! | #REF! | #REF! | #REF! | #REF! | #REF! | #REF! | #REF! | #REF! | 28 | 5 |  |  | #REF! | 1.7875 | #REF! | #REF! | 5 | #REF! | #REF! | #REF! | #REF! | 5 | #REF! | #REF!
05 | 5 | #REF! | #REF! | #REF! | #REF! | #REF! | #REF! | #REF! | #REF! | #REF! | #REF! | #REF! | #REF! | #REF! | #REF! | #REF! | #REF! | #REF! | #REF! | #REF! | #REF! | 29 | 6 |  |  | #REF! | 1.625 | #REF! | #REF! | 6 | #REF! | #REF! | #REF! | #REF! | 6 | #REF! | #REF!
06 | 6 | #REF! | #REF! | #REF! | #REF! | #REF! | #REF! | #REF! | #REF! | #REF! | #REF! | #REF! | #REF! | #REF! | #REF! | #REF! | #REF! | #REF! | #REF! | #REF! | #REF! | 30 | 7 |  |  | #REF! | 1.4625 | #REF! | #REF! | 7 | #REF! | #REF! | #REF! | #REF! | 7 | #REF! | #REF!
07 | 7 | #REF! | #REF! | #REF! | #REF! | #REF! | #REF! | #REF! | #REF! | #REF! | #REF! | #REF! | #REF! | #REF! | #REF! | #REF! | #REF! | #REF! | #REF! | #REF! | #REF! | 31 | 8 |  |  | #REF! | 1.3 | #REF! | #REF! | 8 | #REF! | #REF! | #REF! | #REF! | 8 | #REF! | #REF!
08 | 8 | #REF! | #REF! | #REF! | #REF! | #REF! | #REF! | #REF! | #REF! | #REF! | #REF! | #REF! | #REF! | #REF! | #REF! | #REF! | #REF! | #REF! | #REF! | #REF! | #REF! | 32 | 9 |  |  | #REF! | 1.1375 | #REF! | #REF! | 9 | #REF! | #REF! | #REF! | #REF! | 9 | #REF! | #REF!
09 | 9 | #REF! | #REF! | #REF! | #REF! | #REF! | #REF! | #REF! | #REF! | #REF! | #REF! | #REF! | #REF! | #REF! | #REF! | #REF! | #REF! | #REF! | #REF! | #REF! | #REF! | 33 | 10 |  |  | #REF! | 0.975 | #REF! | #REF! | 10 | #REF! | #REF! | #REF! | #REF! | 10 | #REF! | #REF!
010 | 10 | #REF! | #REF! | #REF! | #REF! | #REF! | #REF! | #REF! | #REF! | #REF! | #REF! | #REF! | #REF! | #REF! | #REF! | #REF! | #REF! | #REF! | #REF! | #REF! | #REF! | 34 | 11 |  |  | #REF! | 0.8125 | #REF! | #REF! | 11 | #REF! | #REF! | #REF! | #REF! | 11 | #REF! | #REF!
011 | 11 | #REF! | #REF! | #REF! | #REF! | #REF! | #REF! | #REF! | #REF! | #REF! | #REF! | #REF! | #REF! | #REF! | #REF! | #REF! | #REF! | #REF! | #REF! | #REF! | #REF! | 35 | 12 |  |  | #REF! | 0.65 | #REF! | #REF! | 12 | #REF! | #REF! | #REF! | #REF! | 12 | #REF! | #REF!
012 | 12 | #REF! | #REF! | #REF! | #REF! | #REF! | #REF! | #REF! | #REF! | #REF! | #REF! | #REF! | #REF! | #REF! | #REF! | #REF! | #REF! | #REF! | #REF! | #REF! | #REF! | 36 | 13 |  |  | #REF! | 0.4875 | #REF! | #REF! | 13 | #REF! | #REF! | #REF! | #REF! | 13 | #REF! | #REF!
013 | 13 | #REF! | #REF! | #REF! | #REF! | #REF! | #REF! | #REF! | #REF! | #REF! | #REF! | #REF! | #REF! | #REF! | #REF! | #REF! | #REF! | #REF! | #REF! | #REF! | #REF! | 37 | 14 |  |  | #REF! | 0.325 | #REF! | #REF! | 14 | #REF! | #REF! | #REF! | #REF! | 14 | #REF! | #REF!
014 | 14 | #REF! | #REF! | #REF! | #REF! | #REF! | #REF! | #REF! | #REF! | #REF! | #REF! | #REF! | #REF! | #REF! | #REF! | #REF! | #REF! | #REF! | #REF! | #REF! | #REF! | 38 | 15 |  |  | #REF! | 0.1625 | #REF! | #REF! | 15 | #REF! | #REF! | #REF! | #REF! | 15 | #REF! | #REF!
015 | 15 | #REF! | #REF! | #REF! | #REF! | #REF! | #REF! | #REF! | #REF! | #REF! | #REF! | #REF! | #REF! | #REF! | #REF! | #REF! | #REF! | #REF! | #REF! | #REF! | #REF! | 39 | 16 |  |  | #REF! | 0 | #REF! | #REF! | 16 | #REF! | #REF! | #REF! | #REF! | 16 | #REF! | #REF!
016 | 16 | #REF! | #REF! | #REF! | #REF! | #REF! | #REF! | #REF! | #REF! | #REF! | #REF! | #REF! | #REF! | #REF! | #REF! | #REF! | #REF! | #REF! | #REF! | #REF! | #REF! | 40 | 17
017 | 17 | #REF! | #REF! | #REF! | #REF! | #REF! | #REF! | #REF! | #REF! | #REF! | #REF! | #REF! | #REF! | #REF! | #REF! | #REF! | #REF! | #REF! | #REF! | #REF! | #REF! | 41 | 18
018 | 18 | #REF! | #REF! | #REF! | #REF! | #REF! | #REF! | #REF! | #REF! | #REF! | #REF! | #REF! | #REF! | #REF! | #REF! | #REF! | #REF! | #REF! | #REF! | #REF! | #REF! | 42 | 19
019 | 19 | #REF! | #REF! | #REF! | #REF! | #REF! | #REF! | #REF! | #REF! | #REF! | #REF! | #REF! | #REF! | #REF! | #REF! | #REF! | #REF! | #REF! | #REF! | #REF! | #REF! | 43 | 20
020 | 20 | #REF! | #REF! | #REF! | #REF! | #REF! | #REF! | #REF! | #REF! | #REF! | #REF! | #REF! | #REF! | #REF! | #REF! | #REF! | #REF! | #REF! | #REF! | #REF! | #REF!
[24 empty] | knownX | known Y
[24 empty] | 16 | 0
[24 empty] | -12 | 4.55
[24 empty] | -20 | 5.85
AE040RXEDEG
AE060RXEDEG
AE090RXEDEG
AE090RXEDGG
AE050RXYDEG
AE080RXYDEG
AE080RXYDGG
AE120RXYDEG
AE120RXYDGG
AE160RXYDEG
AE160RXYDGG

## 5 (hidden)
[25 empty] | #REF! | -12 | zalozni el ohrivac | 6 | kW
| 0 | 2 | 3 | 4 | 5 | 6 | 7 | 8 | 9 | 10 | 11 | 12 | 13 | 14 | 15 | 16 | 17 | 18 | 19 | 20 | 21 |  | vystupni teplota | ztara při |  | 50 | ztrata při -12°C | 4.55 | kW | bod bivalence | #N/A | °C
| LWT(℃) | 25 |  | 30 |  | 35 |  | 40 |  | 45 |  | 50 |  | 55 |  | 60 |  | 65 |  | 70 | [9 empty] | vyko v bode bivalence |  | #N/A
| Tamb(℃) | HC(kW) | PI(kW) | HC(kW) | PI(kW) | HC(kW) | PI(kW) | HC(kW) | PI(kW) | HC(kW) | PI(kW) | HC(kW) | PI(kW) | HC(kW) | PI(kW) | HC(kW) | PI(kW) | HC(kW) | PI(kW) | HC(kW) | PI(kW) | 3 | -20 |  |  | #REF! | 5.85 | #REF! | #REF! | -20 | #REF! | #REF! | #REF! | #REF! | -20 | #REF! | #REF!
0-20 | -20 | #REF! | #REF! | #REF! | #REF! | #REF! | #REF! | #REF! | #REF! | #REF! | #REF! | #REF! | #REF! | #REF! | #REF! | #REF! | #REF! | #REF! | #REF! | #REF! | #REF! | 4 | -19 |  |  | #REF! | 5.6875 | #REF! | #REF! | -19 | #REF! | #REF! | #REF! | #REF! | -19 | #REF! | #REF!
0-19 | -19 | #REF! | #REF! | #REF! | #REF! | #REF! | #REF! | #REF! | #REF! | #REF! | #REF! | #REF! | #REF! | #REF! | #REF! | #REF! | #REF! | #REF! | #REF! | #REF! | #REF! | 5 | -18 |  |  | #REF! | 5.525 | #REF! | #REF! | -18 | #REF! | #REF! | #REF! | #REF! | -18 | #REF! | #REF!
0-18 | -18 | #REF! | #REF! | #REF! | #REF! | #REF! | #REF! | #REF! | #REF! | #REF! | #REF! | #REF! | #REF! | #REF! | #REF! | #REF! | #REF! | #REF! | #REF! | #REF! | #REF! | 6 | -17 |  |  | #REF! | 5.3625 | #REF! | #REF! | -17 | #REF! | #REF! | #REF! | #REF! | -17 | #REF! | #REF!
0-17 | -17 | #REF! | #REF! | #REF! | #REF! | #REF! | #REF! | #REF! | #REF! | #REF! | #REF! | #REF! | #REF! | #REF! | #REF! | #REF! | #REF! | #REF! | #REF! | #REF! | #REF! | 7 | -16 |  |  | #REF! | 5.2 | #REF! | #REF! | -16 | #REF! | #REF! | #REF! | #REF! | -16 | #REF! | #REF!
0-16 | -16 | #REF! | #REF! | #REF! | #REF! | #REF! | #REF! | #REF! | #REF! | #REF! | #REF! | #REF! | #REF! | #REF! | #REF! | #REF! | #REF! | #REF! | #REF! | #REF! | #REF! | 8 | -15 |  |  | #REF! | 5.0375 | #REF! | #REF! | -15 | #REF! | #REF! | #REF! | #REF! | -15 | #REF! | #REF!
0-15 | -15 | #REF! | #REF! | #REF! | #REF! | #REF! | #REF! | #REF! | #REF! | #REF! | #REF! | #REF! | #REF! | #REF! | #REF! | #REF! | #REF! | #REF! | #REF! | #REF! | #REF! | 9 | -14 |  |  | #REF! | 4.875 | #REF! | #REF! | -14 | #REF! | #REF! | #REF! | #REF! | -14 | #REF! | #REF!
0-14 | -14 | #REF! | #REF! | #REF! | #REF! | #REF! | #REF! | #REF! | #REF! | #REF! | #REF! | #REF! | #REF! | #REF! | #REF! | #REF! | #REF! | #REF! | #REF! | #REF! | #REF! | 10 | -13 |  |  | #REF! | 4.7125 | #REF! | #REF! | -13 | #REF! | #REF! | #REF! | #REF! | -13 | #REF! | #REF!
0-13 | -13 | #REF! | #REF! | #REF! | #REF! | #REF! | #REF! | #REF! | #REF! | #REF! | #REF! | #REF! | #REF! | #REF! | #REF! | #REF! | #REF! | #REF! | #REF! | #REF! | #REF! | 11 | -12 |  |  | #REF! | 4.55 | #REF! | #REF! | -12 | #REF! | #REF! | #REF! | #REF! | -12 | #REF! | #REF!
0-12 | -12 | #REF! | #REF! | #REF! | #REF! | #REF! | #REF! | #REF! | #REF! | #REF! | #REF! | #REF! | #REF! | #REF! | #REF! | #REF! | #REF! | #REF! | #REF! | #REF! | #REF! | 12 | -11 |  |  | #REF! | 4.3875 | #REF! | #REF! | -11 | #REF! | #REF! | #REF! | #REF! | -11 | #REF! | #REF!
0-11 | -11 | #REF! | #REF! | #REF! | #REF! | #REF! | #REF! | #REF! | #REF! | #REF! | #REF! | #REF! | #REF! | #REF! | #REF! | #REF! | #REF! | #REF! | #REF! | #REF! | #REF! | 13 | -10 |  |  | #REF! | 4.225 | #REF! | #REF! | -10 | #REF! | #REF! | #REF! | #REF! | -10 | #REF! | #REF!
0-10 | -10 | #REF! | #REF! | #REF! | #REF! | #REF! | #REF! | #REF! | #REF! | #REF! | #REF! | #REF! | #REF! | #REF! | #REF! | #REF! | #REF! | #REF! | #REF! | #REF! | #REF! | 14 | -9 |  |  | #REF! | 4.0625 | #REF! | #REF! | -9 | #REF! | #REF! | #REF! | #REF! | -9 | #REF! | #REF!
0-9 | -9 | #REF! | #REF! | #REF! | #REF! | #REF! | #REF! | #REF! | #REF! | #REF! | #REF! | #REF! | #REF! | #REF! | #REF! | #REF! | #REF! | #REF! | #REF! | #REF! | #REF! | 15 | -8 |  |  | #REF! | 3.9 | #REF! | #REF! | -8 | #REF! | #REF! | #REF! | #REF! | -8 | #REF! | #REF!
0-8 | -8 | #REF! | #REF! | #REF! | #REF! | #REF! | #REF! | #REF! | #REF! | #REF! | #REF! | #REF! | #REF! | #REF! | #REF! | #REF! | #REF! | #REF! | #REF! | #REF! | #REF! | 16 | -7 |  |  | #REF! | 3.7375 | #REF! | #REF! | -7 | #REF! | #REF! | #REF! | #REF! | -7 | #REF! | #REF!
0-7 | -7 | #REF! | #REF! | #REF! | #REF! | #REF! | #REF! | #REF! | #REF! | #REF! | #REF! | #REF! | #REF! | #REF! | #REF! | #REF! | #REF! | #REF! | #REF! | #REF! | #REF! | 17 | -6 |  |  | #REF! | 3.575 | #REF! | #REF! | -6 | #REF! | #REF! | #REF! | #REF! | -6 | #REF! | #REF!
0-6 | -6 | #REF! | #REF! | #REF! | #REF! | #REF! | #REF! | #REF! | #REF! | #REF! | #REF! | #REF! | #REF! | #REF! | #REF! | #REF! | #REF! | #REF! | #REF! | #REF! | #REF! | 18 | -5 |  |  | #REF! | 3.4125 | #REF! | #REF! | -5 | #REF! | #REF! | #REF! | #REF! | -5 | #REF! | #REF!
0-5 | -5 | #REF! | #REF! | #REF! | #REF! | #REF! | #REF! | #REF! | #REF! | #REF! | #REF! | #REF! | #REF! | #REF! | #REF! | #REF! | #REF! | #REF! | #REF! | #REF! | #REF! | 19 | -4 |  |  | #REF! | 3.25 | #REF! | #REF! | -4 | #REF! | #REF! | #REF! | #REF! | -4 | #REF! | #REF!
0-4 | -4 | #REF! | #REF! | #REF! | #REF! | #REF! | #REF! | #REF! | #REF! | #REF! | #REF! | #REF! | #REF! | #REF! | #REF! | #REF! | #REF! | #REF! | #REF! | #REF! | #REF! | 20 | -3 |  |  | #REF! | 3.0875 | #REF! | #REF! | -3 | #REF! | #REF! | #REF! | #REF! | -3 | #REF! | #REF!
0-3 | -3 | #REF! | #REF! | #REF! | #REF! | #REF! | #REF! | #REF! | #REF! | #REF! | #REF! | #REF! | #REF! | #REF! | #REF! | #REF! | #REF! | #REF! | #REF! | #REF! | #REF! | 21 | -2 |  |  | #REF! | 2.925 | #REF! | #REF! | -2 | #REF! | #REF! | #REF! | #REF! | -2 | #REF! | #REF!
0-2 | -2 | #REF! | #REF! | #REF! | #REF! | #REF! | #REF! | #REF! | #REF! | #REF! | #REF! | #REF! | #REF! | #REF! | #REF! | #REF! | #REF! | #REF! | #REF! | #REF! | #REF! | 22 | -1 |  |  | #REF! | 2.7625 | #REF! | #REF! | -1 | #REF! | #REF! | #REF! | #REF! | -1 | #REF! | #REF!
0-1 | -1 | #REF! | #REF! | #REF! | #REF! | #REF! | #REF! | #REF! | #REF! | #REF! | #REF! | #REF! | #REF! | #REF! | #REF! | #REF! | #REF! | #REF! | #REF! | #REF! | #REF! | 23 | 0 |  |  | #REF! | 2.6 | #REF! | #REF! | 0 | #REF! | #REF! | #REF! | #REF! | 0 | #REF! | #REF!
00 | 0 | #REF! | #REF! | #REF! | #REF! | #REF! | #REF! | #REF! | #REF! | #REF! | #REF! | #REF! | #REF! | #REF! | #REF! | #REF! | #REF! | #REF! | #REF! | #REF! | #REF! | 24 | 1 |  |  | #REF! | 2.4375 | #REF! | #REF! | 1 | #REF! | #REF! | #REF! | #REF! | 1 | #REF! | #REF!
01 | 1 | #REF! | #REF! | #REF! | #REF! | #REF! | #REF! | #REF! | #REF! | #REF! | #REF! | #REF! | #REF! | #REF! | #REF! | #REF! | #REF! | #REF! | #REF! | #REF! | #REF! | 25 | 2 |  |  | #REF! | 2.275 | #REF! | #REF! | 2 | #REF! | #REF! | #REF! | #REF! | 2 | #REF! | #REF!
02 | 2 | #REF! | #REF! | #REF! | #REF! | #REF! | #REF! | #REF! | #REF! | #REF! | #REF! | #REF! | #REF! | #REF! | #REF! | #REF! | #REF! | #REF! | #REF! | #REF! | #REF! | 26 | 3 |  |  | #REF! | 2.1125 | #REF! | #REF! | 3 | #REF! | #REF! | #REF! | #REF! | 3 | #REF! | #REF!
03 | 3 | #REF! | #REF! | #REF! | #REF! | #REF! | #REF! | #REF! | #REF! | #REF! | #REF! | #REF! | #REF! | #REF! | #REF! | #REF! | #REF! | #REF! | #REF! | #REF! | #REF! | 27 | 4 |  |  | #REF! | 1.95 | #REF! | #REF! | 4 | #REF! | #REF! | #REF! | #REF! | 4 | #REF! | #REF!
04 | 4 | #REF! | #REF! | #REF! | #REF! | #REF! | #REF! | #REF! | #REF! | #REF! | #REF! | #REF! | #REF! | #REF! | #REF! | #REF! | #REF! | #REF! | #REF! | #REF! | #REF! | 28 | 5 |  |  | #REF! | 1.7875 | #REF! | #REF! | 5 | #REF! | #REF! | #REF! | #REF! | 5 | #REF! | #REF!
05 | 5 | #REF! | #REF! | #REF! | #REF! | #REF! | #REF! | #REF! | #REF! | #REF! | #REF! | #REF! | #REF! | #REF! | #REF! | #REF! | #REF! | #REF! | #REF! | #REF! | #REF! | 29 | 6 |  |  | #REF! | 1.625 | #REF! | #REF! | 6 | #REF! | #REF! | #REF! | #REF! | 6 | #REF! | #REF!
06 | 6 | #REF! | #REF! | #REF! | #REF! | #REF! | #REF! | #REF! | #REF! | #REF! | #REF! | #REF! | #REF! | #REF! | #REF! | #REF! | #REF! | #REF! | #REF! | #REF! | #REF! | 30 | 7 |  |  | #REF! | 1.4625 | #REF! | #REF! | 7 | #REF! | #REF! | #REF! | #REF! | 7 | #REF! | #REF!
07 | 7 | #REF! | #REF! | #REF! | #REF! | #REF! | #REF! | #REF! | #REF! | #REF! | #REF! | #REF! | #REF! | #REF! | #REF! | #REF! | #REF! | #REF! | #REF! | #REF! | #REF! | 31 | 8 |  |  | #REF! | 1.3 | #REF! | #REF! | 8 | #REF! | #REF! | #REF! | #REF! | 8 | #REF! | #REF!
08 | 8 | #REF! | #REF! | #REF! | #REF! | #REF! | #REF! | #REF! | #REF! | #REF! | #REF! | #REF! | #REF! | #REF! | #REF! | #REF! | #REF! | #REF! | #REF! | #REF! | #REF! | 32 | 9 |  |  | #REF! | 1.1375 | #REF! | #REF! | 9 | #REF! | #REF! | #REF! | #REF! | 9 | #REF! | #REF!
09 | 9 | #REF! | #REF! | #REF! | #REF! | #REF! | #REF! | #REF! | #REF! | #REF! | #REF! | #REF! | #REF! | #REF! | #REF! | #REF! | #REF! | #REF! | #REF! | #REF! | #REF! | 33 | 10 |  |  | #REF! | 0.975 | #REF! | #REF! | 10 | #REF! | #REF! | #REF! | #REF! | 10 | #REF! | #REF!
010 | 10 | #REF! | #REF! | #REF! | #REF! | #REF! | #REF! | #REF! | #REF! | #REF! | #REF! | #REF! | #REF! | #REF! | #REF! | #REF! | #REF! | #REF! | #REF! | #REF! | #REF! | 34 | 11 |  |  | #REF! | 0.8125 | #REF! | #REF! | 11 | #REF! | #REF! | #REF! | #REF! | 11 | #REF! | #REF!
011 | 11 | #REF! | #REF! | #REF! | #REF! | #REF! | #REF! | #REF! | #REF! | #REF! | #REF! | #REF! | #REF! | #REF! | #REF! | #REF! | #REF! | #REF! | #REF! | #REF! | #REF! | 35 | 12 |  |  | #REF! | 0.65 | #REF! | #REF! | 12 | #REF! | #REF! | #REF! | #REF! | 12 | #REF! | #REF!
012 | 12 | #REF! | #REF! | #REF! | #REF! | #REF! | #REF! | #REF! | #REF! | #REF! | #REF! | #REF! | #REF! | #REF! | #REF! | #REF! | #REF! | #REF! | #REF! | #REF! | #REF! | 36 | 13 |  |  | #REF! | 0.4875 | #REF! | #REF! | 13 | #REF! | #REF! | #REF! | #REF! | 13 | #REF! | #REF!
013 | 13 | #REF! | #REF! | #REF! | #REF! | #REF! | #REF! | #REF! | #REF! | #REF! | #REF! | #REF! | #REF! | #REF! | #REF! | #REF! | #REF! | #REF! | #REF! | #REF! | #REF! | 37 | 14 |  |  | #REF! | 0.325 | #REF! | #REF! | 14 | #REF! | #REF! | #REF! | #REF! | 14 | #REF! | #REF!
014 | 14 | #REF! | #REF! | #REF! | #REF! | #REF! | #REF! | #REF! | #REF! | #REF! | #REF! | #REF! | #REF! | #REF! | #REF! | #REF! | #REF! | #REF! | #REF! | #REF! | #REF! | 38 | 15 |  |  | #REF! | 0.1625 | #REF! | #REF! | 15 | #REF! | #REF! | #REF! | #REF! | 15 | #REF! | #REF!
015 | 15 | #REF! | #REF! | #REF! | #REF! | #REF! | #REF! | #REF! | #REF! | #REF! | #REF! | #REF! | #REF! | #REF! | #REF! | #REF! | #REF! | #REF! | #REF! | #REF! | #REF! | 39 | 16 |  |  | #REF! | 0 | #REF! | #REF! | 16 | #REF! | #REF! | #REF! | #REF! | 16 | #REF! | #REF!
016 | 16 | #REF! | #REF! | #REF! | #REF! | #REF! | #REF! | #REF! | #REF! | #REF! | #REF! | #REF! | #REF! | #REF! | #REF! | #REF! | #REF! | #REF! | #REF! | #REF! | #REF! | 40 | 17
017 | 17 | #REF! | #REF! | #REF! | #REF! | #REF! | #REF! | #REF! | #REF! | #REF! | #REF! | #REF! | #REF! | #REF! | #REF! | #REF! | #REF! | #REF! | #REF! | #REF! | #REF! | 41 | 18
018 | 18 | #REF! | #REF! | #REF! | #REF! | #REF! | #REF! | #REF! | #REF! | #REF! | #REF! | #REF! | #REF! | #REF! | #REF! | #REF! | #REF! | #REF! | #REF! | #REF! | #REF! | 42 | 19
019 | 19 | #REF! | #REF! | #REF! | #REF! | #REF! | #REF! | #REF! | #REF! | #REF! | #REF! | #REF! | #REF! | #REF! | #REF! | #REF! | #REF! | #REF! | #REF! | #REF! | #REF! | 43 | 20
020 | 20 | #REF! | #REF! | #REF! | #REF! | #REF! | #REF! | #REF! | #REF! | #REF! | #REF! | #REF! | #REF! | #REF! | #REF! | #REF! | #REF! | #REF! | #REF! | #REF! | #REF!
[24 empty] | knownX | known Y
[24 empty] | 16 | 0
[24 empty] | -12 | 4.55
[24 empty] | -20 | 5.85
AE040RXEDEG
AE060RXEDEG
AE090RXEDEG
AE090RXEDGG
AE050RXYDEG
AE080RXYDEG
AE080RXYDGG
AE120RXYDEG
AE120RXYDGG
AE160RXYDEG
AE160RXYDGG

## Split(Integrated) (hidden)
[AE040RXEDEG]
LWT(℃) | 25 | Column1 | 30 | Column2 | 35 | Column3 | 40 | Column4 | 45 | Column5 | 50 | Column6 | 55 | Column7 | 60 | Column8 | 65 | Column9
Tamb(℃) | HC(kW) | PI(kW) | HC(kW) | PI(kW) | HC(kW) | PI(kW) | HC(kW) | PI(kW) | HC(kW) | PI(kW) | HC(kW) | PI(kW) | HC(kW) | PI(kW) | HC(kW) | PI(kW) | HC(kW) | PI(kW)
-20 | 3.7551 | 1.2126 | 3.6508 | 1.3002 | 3.4769 | 1.461 | 3.3427 | 1.5585 | 3.2085 | 1.7199
-15 | 4.2768 | 1.2819 | 4.158 | 1.3745 | 3.96 | 1.5444 | 3.8485 | 1.6409 | 3.7369 | 1.7374 | 3.6248 | 1.8243
-10 | 4.8686 | 1.3177 | 4.7334 | 1.413 | 4.508 | 1.5876 | 4.3728 | 1.6967 | 4.2375 | 1.8059 | 4.1104 | 1.8962 | 3.8138 | 2.0768
-7 | 4.968 | 1.2865 | 4.83 | 1.3795 | 4.6 | 1.55 | 4.5021 | 1.7493 | 4.4043 | 1.9486 | 4.2275 | 2.0253 | 4.0507 | 2.1019
-2 | 4.752 | 1.0998 | 4.62 | 1.1792 | 4.4 | 1.325 | 4.2344 | 1.4564 | 4.0688 | 1.5877 | 3.8654 | 1.6671 | 3.6619 | 1.7465 | 3.4692 | 1.9212
2 | 4.536 | 0.913 | 4.41 | 0.979 | 4.2 | 1.1 | 3.9667 | 1.1635 | 3.7333 | 1.2269 | 3.5467 | 1.3803 | 3.36 | 1.5337 | 3.1832 | 1.7041
7 | 4.752 | 0.70218 | 4.62 | 0.75294 | 4.4 | 0.846 | 4.3 | 0.968 | 4.2 | 1.09 | 4.05 | 1.205 | 3.9 | 1.32 | 3.7607 | 1.3793 | 3.6214 | 1.4387
10 | 5.1906 | 0.70829 | 5.0465 | 0.7595 | 4.8062 | 0.85337 | 4.7089 | 0.97484 | 4.6117 | 1.0963 | 4.3811 | 1.2334 | 4.1505 | 1.3704 | 3.943 | 1.4132 | 3.7355 | 1.456
15 | 5.9217 | 0.71849 | 5.7572 | 0.77042 | 5.4831 | 0.86565 | 5.3905 | 0.97167 | 5.2978 | 1.1068 | 5.033 | 1.2452 | 4.7681 | 1.3835 | 4.5297 | 1.4268 | 4.2913 | 1.47
20 | 6.6528 | 0.72868 | 6.468 | 0.78135 | 6.16 | 0.87792 | 6.072 | 0.98776 | 5.984 | 1.1174 | 5.6848 | 1.257 | 5.3856 | 1.3967 | 5.1163 | 1.4403 | 4.847 | 1.484
[AE060RXEDEG]
LWT(℃) | 25 | Column1 | 30 | Column2 | 35 | Column3 | 40 | Column4 | 45 | Column5 | 50 | Column6 | 55 | Column7 | 60 | Column8 | 65 | Column9
Tamb(℃) | HC(kW) | PI(kW) | HC(kW) | PI(kW) | HC(kW) | PI(kW) | HC(kW) | PI(kW) | HC(kW) | PI(kW) | HC(kW) | PI(kW) | HC(kW) | PI(kW) | HC(kW) | PI(kW) | HC(kW) | PI(kW)
-20 | 4.6938 | 1.6323 | 4.5635 | 1.7503 | 4.3462 | 1.9667 | 4.1784 | 2.0979 | 4.0106 | 2.3152
-15 | 5.346 | 1.7256 | 5.1975 | 1.8503 | 4.95 | 2.079 | 4.8106 | 2.2089 | 4.6711 | 2.3389 | 4.531 | 2.4558
-10 | 5.7683 | 1.7813 | 5.6081 | 1.9101 | 5.341 | 2.1462 | 5.1808 | 2.2886 | 5.0205 | 2.431 | 4.8699 | 2.5526 | 4.5185 | 2.7957
-7 | 5.94 | 1.66 | 5.775 | 1.78 | 5.5 | 2 | 5.383 | 2.2571 | 5.266 | 2.5143 | 5.0546 | 2.6778 | 4.8433 | 2.8413
-2 | 5.778 | 1.4442 | 5.6175 | 1.5486 | 5.35 | 1.74 | 5.147 | 1.9113 | 4.9441 | 2.0825 | 4.6969 | 2.3428 | 4.4497 | 2.6032 | 4.2155 | 2.8924
2 | 5.616 | 1.2284 | 5.46 | 1.3172 | 5.2 | 1.48 | 4.9111 | 1.5654 | 4.6222 | 1.6508 | 4.3911 | 1.8571 | 4.16 | 2.0635 | 3.9411 | 2.2927
7 | 6.48 | 1.0126 | 6.3 | 1.0858 | 6 | 1.22 | 5.7 | 1.365 | 5.4 | 1.51 | 5.1 | 1.66 | 4.8 | 1.81 | 4.5333 | 1.8813 | 4.2667 | 1.9526
10 | 7.0782 | 1.0214 | 6.8815 | 1.0953 | 6.5538 | 1.2306 | 6.2954 | 1.382 | 6.0369 | 1.5334 | 5.7351 | 1.7251 | 5.4332 | 1.9167 | 5.1616 | 1.9766 | 4.8899 | 2.0365
15 | 8.0751 | 1.0361 | 7.8508 | 1.111 | 7.4769 | 1.2483 | 7.2877 | 1.3895 | 7.0985 | 1.5724 | 6.7435 | 1.7689 | 6.3886 | 1.9654 | 6.0692 | 2.0269 | 5.7498 | 2.0883
20 | 9.072 | 1.0508 | 8.82 | 1.1268 | 8.4 | 1.266 | 8.28 | 1.4244 | 8.16 | 1.6113 | 7.752 | 1.8127 | 7.344 | 2.0142 | 6.9768 | 2.0771 | 6.6096 | 2.14
[AE090RXEDEG]
LWT(℃) | 25 | Column1 | 30 | Column2 | 35 | Column3 | 40 | Column4 | 45 | Column5 | 50 | Column6 | 55 | Column7 | 60 | Column8 | 65 | Column9
Tamb(℃) | HC(kW) | PI(kW) | HC(kW) | PI(kW) | HC(kW) | PI(kW) | HC(kW) | PI(kW) | HC(kW) | PI(kW) | HC(kW) | PI(kW) | HC(kW) | PI(kW) | HC(kW) | PI(kW) | HC(kW) | PI(kW)
-20 | 6.9 | 2.2775 | 6.7083 | 2.4421 | 6.3888 | 2.744 | 6.1422 | 2.9271 | 5.8955 | 3.2303
-15 | 7.8586 | 2.4076 | 7.6403 | 2.5816 | 7.2765 | 2.9007 | 7.0715 | 3.082 | 6.8666 | 3.2633 | 6.6606 | 3.4265
-10 | 8.4672 | 2.5215 | 8.232 | 2.7038 | 7.84 | 3.038 | 7.6048 | 3.2149 | 7.3696 | 3.3918 | 7.1485 | 3.5614 | 6.6326 | 3.9006
-7 | 8.532 | 2.407 | 8.295 | 2.581 | 7.9 | 2.9 | 7.7319 | 3.2729 | 7.5638 | 3.6457 | 7.2603 | 3.8828 | 6.9567 | 4.1199
-2 | 8.424 | 2.1414 | 8.19 | 2.2962 | 7.8 | 2.58 | 7.5021 | 2.8316 | 7.2041 | 3.0832 | 6.8439 | 3.4686 | 6.4837 | 3.8541 | 6.1425 | 4.2823
2 | 8.316 | 1.8758 | 8.085 | 2.0114 | 7.7 | 2.26 | 7.2722 | 2.3904 | 6.8444 | 2.5208 | 6.5022 | 2.8359 | 6.16 | 3.151 | 5.8358 | 3.5011
7 | 9.72 | 1.5521 | 9.45 | 1.6643 | 9 | 1.87 | 8.8 | 2.1 | 8.6 | 2.33 | 8.3 | 2.53 | 8 | 2.73 | 7.7209 | 2.9643 | 7.4419 | 3.1987
10 | 10.6172 | 1.5656 | 10.3223 | 1.6788 | 9.8308 | 1.8863 | 9.6354 | 2.1243 | 9.44 | 2.3623 | 8.968 | 2.6575 | 8.496 | 2.9528 | 8.0712 | 3.0451 | 7.6464 | 3.1374
15 | 12.1126 | 1.5881 | 11.7762 | 1.7029 | 11.2154 | 1.9134 | 11.0277 | 2.1327 | 10.84 | 2.416 | 10.298 | 2.718 | 9.756 | 3.02 | 9.2682 | 3.1144 | 8.7804 | 3.2088
20 | 13.608 | 1.6107 | 13.23 | 1.7271 | 12.6 | 1.9406 | 12.42 | 2.1834 | 12.24 | 2.4698 | 11.628 | 2.7785 | 11.016 | 3.0873 | 10.4652 | 3.1837 | 9.9144 | 3.2802
[AE090RXEDGG]
LWT(℃) | 25 | Column1 | 30 | Column2 | 35 | Column3 | 40 | Column4 | 45 | Column5 | 50 | Column6 | 55 | Column7 | 60 | Column8 | 65 | Column9
Tamb(℃) | HC(kW) | PI(kW) | HC(kW) | PI(kW) | HC(kW) | PI(kW) | HC(kW) | PI(kW) | HC(kW) | PI(kW) | HC(kW) | PI(kW) | HC(kW) | PI(kW) | HC(kW) | PI(kW) | HC(kW) | PI(kW)
-20 | 6.9 | 2.2775 | 6.7083 | 2.4421 | 6.3888 | 2.744 | 6.1422 | 2.9271 | 5.8955 | 3.2303
-15 | 7.8586 | 2.4076 | 7.6403 | 2.5816 | 7.2765 | 2.9007 | 7.0715 | 3.082 | 6.8666 | 3.2633 | 6.6606 | 3.4265
-10 | 8.4672 | 2.5215 | 8.232 | 2.7038 | 7.84 | 3.038 | 7.6048 | 3.2149 | 7.3696 | 3.3918 | 7.1485 | 3.5614 | 6.6326 | 3.9006
-7 | 8.532 | 2.407 | 8.295 | 2.581 | 7.9 | 2.9 | 7.7319 | 3.2729 | 7.5638 | 3.6457 | 7.2603 | 3.8828 | 6.9567 | 4.1199
-2 | 8.424 | 2.1414 | 8.19 | 2.2962 | 7.8 | 2.58 | 7.5021 | 2.8316 | 7.2041 | 3.0832 | 6.8439 | 3.4686 | 6.4837 | 3.8541 | 6.1425 | 4.2823
2 | 8.316 | 1.8758 | 8.085 | 2.0114 | 7.7 | 2.26 | 7.2722 | 2.3904 | 6.8444 | 2.5208 | 6.5022 | 2.8359 | 6.16 | 3.151 | 5.8358 | 3.5011
7 | 9.72 | 1.5521 | 9.45 | 1.6643 | 9 | 1.87 | 8.8 | 2.1 | 8.6 | 2.33 | 8.3 | 2.53 | 8 | 2.73 | 7.7209 | 2.9643 | 7.4419 | 3.1987
10 | 10.6172 | 1.5656 | 10.3223 | 1.6788 | 9.8308 | 1.8863 | 9.6354 | 2.1243 | 9.44 | 2.3623 | 8.968 | 2.6575 | 8.496 | 2.9528 | 8.0712 | 3.0451 | 7.6464 | 3.1374
15 | 12.1126 | 1.5881 | 11.7762 | 1.7029 | 11.2154 | 1.9134 | 11.0277 | 2.1327 | 10.84 | 2.416 | 10.298 | 2.718 | 9.756 | 3.02 | 9.2682 | 3.1144 | 8.7804 | 3.2088
20 | 13.608 | 1.6107 | 13.23 | 1.7271 | 12.6 | 1.9406 | 12.42 | 2.1834 | 12.24 | 2.4698 | 11.628 | 2.7785 | 11.016 | 3.0873 | 10.4652 | 3.1837 | 9.9144 | 3.2802

## Mono_Slit R410(Integrated) (hidden)
[AE050RXYDEG]
LWT(℃) | Column10 | Column9 | 30 | Column1 | 35 | Column2 | 40 | Column3 | 45 | Column4 | 50 | Column5 | 55 | Column6 | 60 | Column7 | 65 | Column8
Tamb(℃) |  |  | HC(kW) | PI(kW) | HC(kW) | PI(kW) | HC(kW) | PI(kW) | HC(kW) | PI(kW) | HC(kW) | PI(kW) | HC(kW) | PI(kW) | HC(kW) | PI(kW) | HC(kW) | PI(kW)
-20 |  |  | 3.57 | 1.5 | 3.4 | 1.66 | 3.41 | 1.71 | 3.43 | 1.98
-15 |  |  | 4.47 | 1.71 | 4.26 | 1.9 | 4.12 | 1.94 | 3.99 | 2 | 3.87 | 2.1
-10 |  |  | 4.89 | 1.69 | 4.66 | 1.9 | 4.8 | 1.99 | 4.65 | 2.08 | 4.47 | 2.18 | 4.15 | 2.39
-7 |  |  | 5.09 | 1.67 | 4.9 | 1.69 | 5.04 | 2.12 | 4.93 | 2.36 | 4.78 | 2.58 | 4.67 | 2.79
-2 |  |  | 4.94 | 1.45 | 4.75 | 1.63 | 4.67 | 1.83 | 4.44 | 1.95 | 4.26 | 2.19 | 4.08 | 2.44 | 3.86 | 2.71
2 |  |  | 4.79 | 1.23 | 4.56 | 1.38 | 4.35 | 1.5 | 4.12 | 1.54 | 3.98 | 1.73 | 3.8 | 1.92 | 3.64 | 2.14
7 |  |  | 5.25 | 0.92 | 5 | 1.03 | 4.9 | 1.22 | 4.8 | 1.3 | 4.55 | 1.55 | 4.3 | 1.52 | 4.08 | 1.79 | 3.85 | 1.84
10 |  |  | 5.62 | 0.95 | 5.35 | 1.07 | 5.27 | 1.21 | 5.24 | 1.38 | 4.98 | 1.55 | 4.72 | 1.8 | 4.48 | 1.86 | 4.29 | 1.97
15 |  |  | 6.22 | 0.99 | 5.92 | 1.11 | 5.87 | 1.23 | 5.93 | 1.42 | 5.64 | 1.6 | 5.45 | 1.81 | 5.18 | 1.87 | 4.95 | 1.94
20 |  |  | 6.76 | 1.02 | 6.58 | 1.16 | 6.69 | 1.31 | 6.8 | 1.49 | 6.46 | 1.66 | 6.18 | 1.82 | 5.93 | 1.86 | 5.62 | 1.88
[AE080RXYDEG]
LWT(℃) | Column10 | Column9 | 30 | Column1 | 35 | Column2 | 40 | Column3 | 45 | Column4 | 50 | Column5 | 55 | Column6 | 60 | Column7 | 65 | Column8
Tamb(℃) |  |  | HC(kW) | PI(kW) | HC(kW) | PI(kW) | HC(kW) | PI(kW) | HC(kW) | PI(kW) | HC(kW) | PI(kW) | HC(kW) | PI(kW) | HC(kW) | PI(kW) | HC(kW) | PI(kW)
-20 |  |  | 5.6 | 2.32 | 5.33 | 2.57 | 5.27 | 2.74 | 5.2 | 3.13
-15 |  |  | 6.56 | 2.54 | 6.25 | 2.82 | 6.15 | 2.98 | 6.06 | 3.16 | 5.88 | 3.32
-10 |  |  | 7.47 | 2.66 | 7.11 | 2.99 | 7.34 | 3.14 | 7.11 | 3.28 | 6.69 | 3.45 | 6.65 | 4.1
-7 |  |  | 7.33 | 2.69 | 7.06 | 2.72 | 7.2 | 3.17 | 6.98 | 3.32 | 6.93 | 3.73 | 6 | 3.97
-2 |  |  | 7.16 | 2.34 | 6.89 | 2.63 | 6.8 | 2.83 | 6.5 | 2.91 | 6.24 | 3.27 | 5.97 | 3.64 | 5.66 | 4.04
2 |  |  | 6.98 | 1.99 | 6.65 | 2.23 | 6.48 | 2.44 | 6.27 | 2.49 | 6.05 | 2.8 | 5.79 | 3.11 | 5.54 | 3.46
7 |  |  | 8.4 | 1.58 | 8 | 1.77 | 7.7 | 2.04 | 7.4 | 2.12 | 7.25 | 2.56 | 7.1 | 2.53 | 6.96 | 3.02 | 6.81 | 3.12
10 |  |  | 9.04 | 1.62 | 8.61 | 1.82 | 8.36 | 2.02 | 8.19 | 2.27 | 7.78 | 2.56 | 7.37 | 2.98 | 7.01 | 3.07 | 6.7 | 3.25
15 |  |  | 10.07 | 1.64 | 9.59 | 1.85 | 9.42 | 2.07 | 9.45 | 2.4 | 8.97 | 2.7 | 8.68 | 3.06 | 8.24 | 3.15 | 7.89 | 3.28
20 |  |  | 11.02 | 1.67 | 10.73 | 1.89 | 10.85 | 2.2 | 10.98 | 2.55 | 10.43 | 2.84 | 9.98 | 3.13 | 9.58 | 3.2 | 9.07 | 3.24
[AE080RXYDGG]
LWT(℃) | Column10 | Column9 | 30 | Column1 | 35 | Column2 | 40 | Column3 | 45 | Column4 | 50 | Column5 | 55 | Column6 | 60 | Column7 | 65 | Column8
Tamb(℃) |  |  | HC(kW) | PI(kW) | HC(kW) | PI(kW) | HC(kW) | PI(kW) | HC(kW) | PI(kW) | HC(kW) | PI(kW) | HC(kW) | PI(kW) | HC(kW) | PI(kW) | HC(kW) | PI(kW)
-20 |  |  | 5.6 | 2.32 | 5.33 | 2.57 | 5.27 | 2.74 | 5.2 | 3.13
-15 |  |  | 6.56 | 2.54 | 6.25 | 2.82 | 6.15 | 2.98 | 6.06 | 3.16 | 5.88 | 3.32
-10 |  |  | 7.47 | 2.66 | 7.11 | 2.99 | 7.34 | 3.14 | 7.11 | 3.28 | 6.69 | 3.45 | 6.65 | 4.1
-7 |  |  | 7.33 | 2.69 | 7.06 | 2.72 | 7.2 | 3.17 | 6.98 | 3.32 | 6.93 | 3.73 | 6 | 3.97
-2 |  |  | 7.16 | 2.34 | 6.89 | 2.63 | 6.8 | 2.83 | 6.5 | 2.91 | 6.24 | 3.27 | 5.97 | 3.64 | 5.66 | 4.04
2 |  |  | 6.98 | 1.99 | 6.65 | 2.23 | 6.48 | 2.44 | 6.27 | 2.49 | 6.05 | 2.8 | 5.79 | 3.11 | 5.54 | 3.46
7 |  |  | 8.4 | 1.58 | 8 | 1.77 | 7.7 | 2.04 | 7.4 | 2.12 | 7.25 | 2.56 | 7.1 | 2.53 | 6.96 | 3.02 | 6.81 | 3.12
10 |  |  | 9.04 | 1.62 | 8.61 | 1.82 | 8.36 | 2.02 | 8.19 | 2.27 | 7.78 | 2.56 | 7.37 | 2.98 | 7.01 | 3.07 | 6.7 | 3.25
15 |  |  | 10.07 | 1.64 | 9.59 | 1.85 | 9.42 | 2.07 | 9.45 | 2.4 | 8.97 | 2.7 | 8.68 | 3.06 | 8.24 | 3.15 | 7.89 | 3.28
20 |  |  | 11.02 | 1.67 | 10.73 | 1.89 | 10.85 | 2.2 | 10.98 | 2.55 | 10.43 | 2.84 | 9.98 | 3.13 | 9.58 | 3.2 | 9.07 | 3.24
[AE120RXYDEG]
LWT(℃) | Column10 | Column9 | 30 | Column1 | 35 | Column2 | 40 | Column3 | 45 | Column4 | 50 | Column5 | 55 | Column6 | 60 | Column7 | 65 | Column8
Tamb(℃) |  |  | HC(kW) | PI(kW) | HC(kW) | PI(kW) | HC(kW) | PI(kW) | HC(kW) | PI(kW) | HC(kW) | PI(kW) | HC(kW) | PI(kW) | HC(kW) | PI(kW) | HC(kW) | PI(kW)
-20 |  |  | 9.82 | 4.36 | 9.35 | 4.81 | 9.04 | 4.91 | 8.72 | 4.88
-15 |  |  | 10.8 | 4.38 | 10.49 | 4.87 | 10.33 | 4.98 | 10.16 | 4.98 | 9.85 | 5.23
-10 |  |  | 11.78 | 4.23 | 11.8 | 4.85 | 11.44 | 4.99 | 11.3 | 5.23 | 11.28 | 5.49 | 11.25 | 5.72
-7 |  |  | 11.97 | 4.19 | 11.64 | 4.33 | 11.07 | 5.18 | 10.5 | 5.64 | 10.61 | 6.11 | 10.07 | 6.57
-2 |  |  | 11.49 | 3.56 | 11.06 | 4.01 | 10.97 | 4.48 | 10.76 | 4.95 | 10.43 | 5.62 | 9.88 | 6.24 | 9.36 | 7.01
2 |  |  | 11.11 | 2.94 | 10.58 | 3.3 | 10.8 | 3.78 | 10.91 | 4.25 | 10.47 | 4.83 | 9.92 | 5.31 | 9.4 | 6.02
7 |  |  | 12.6 | 2.57 | 12 | 2.65 | 11.85 | 3.06 | 11.7 | 3.18 | 11.5 | 3.46 | 11.3 | 3.73 | 11.11 | 4.06 | 10.48 | 4.53
10 |  |  | 13.91 | 2.55 | 12.98 | 2.76 | 12.79 | 3.03 | 12.61 | 3.26 | 11.98 | 3.67 | 11.35 | 4.16 | 11 | 4.45 | 10.42 | 4.71
15 |  |  | 16.09 | 2.51 | 15.02 | 2.72 | 14.76 | 2.93 | 14.51 | 3.19 | 13.79 | 3.59 | 13.06 | 4.03 | 12.66 | 4.19 | 11.99 | 4.48
20 |  |  | 18.27 | 2.5 | 17.05 | 2.68 | 16.73 | 2.88 | 16.08 | 3.06 | 15.44 | 3.44 | 14.77 | 3.83 | 14.03 | 3.91 | 13.57 | 3.98
[AE120RXYDGG]
LWT(℃) | Column10 | Column9 | 30 | Column1 | 35 | Column2 | 40 | Column3 | 45 | Column4 | 50 | Column5 | 55 | Column6 | 60 | Column7 | 65 | Column8
Tamb(℃) |  |  | HC(kW) | PI(kW) | HC(kW) | PI(kW) | HC(kW) | PI(kW) | HC(kW) | PI(kW) | HC(kW) | PI(kW) | HC(kW) | PI(kW) | HC(kW) | PI(kW) | HC(kW) | PI(kW)
-20 |  |  | 9.82 | 4.36 | 9.35 | 4.81 | 9.04 | 4.91 | 8.72 | 4.88
-15 |  |  | 10.8 | 4.38 | 10.49 | 4.87 | 10.33 | 4.98 | 10.16 | 4.98 | 9.85 | 5.23
-10 |  |  | 11.78 | 4.23 | 11.8 | 4.85 | 11.44 | 4.99 | 11.3 | 5.23 | 11.28 | 5.49 | 11.25 | 5.72
-7 |  |  | 11.97 | 4.19 | 11.64 | 4.33 | 11.07 | 5.18 | 10.5 | 5.64 | 10.61 | 6.11 | 10.07 | 6.57
-2 |  |  | 11.49 | 3.56 | 11.06 | 4.01 | 10.97 | 4.48 | 10.76 | 4.95 | 10.43 | 5.62 | 9.88 | 6.24 | 9.36 | 7.01
2 |  |  | 11.11 | 2.94 | 10.58 | 3.3 | 10.8 | 3.78 | 10.91 | 4.25 | 10.47 | 4.83 | 9.92 | 5.31 | 9.4 | 6.02
7 |  |  | 12.6 | 2.57 | 12 | 2.65 | 11.85 | 3.06 | 11.7 | 3.18 | 11.5 | 3.46 | 11.3 | 3.73 | 11.11 | 4.06 | 10.48 | 4.53
10 |  |  | 13.91 | 2.55 | 12.98 | 2.76 | 12.79 | 3.03 | 12.61 | 3.26 | 11.98 | 3.67 | 11.35 | 4.16 | 11 | 4.45 | 10.42 | 4.71
15 |  |  | 16.09 | 2.51 | 15.02 | 2.72 | 14.76 | 2.93 | 14.51 | 3.19 | 13.79 | 3.59 | 13.06 | 4.03 | 12.66 | 4.19 | 11.99 | 4.48
20 |  |  | 18.27 | 2.5 | 17.05 | 2.68 | 16.73 | 2.88 | 16.08 | 3.06 | 15.44 | 3.44 | 14.77 | 3.83 | 14.03 | 3.91 | 13.57 | 3.98
[AE160RXYDEG]
LWE(℃) | Column10 | Column9 | 30 | Column1 | 35 | Column2 | 40 | Column3 | 45 | Column4 | 50 | Column5 | 55 | Column6 | 60 | Column7 | 65 | Column8
Tamb(℃) |  |  | HC(kW) | PI(kW) | HC(kW) | PI(kW) | HC(kW) | PI(kW) | HC(kW) | PI(kW) | HC(kW) | PI(kW) | HC(kW) | PI(kW) | HC(kW) | PI(kW) | HC(kW) | PI(kW)
-20 |  |  | 11.87 | 5.4 | 11.3 | 5.95 | 10.99 | 6.34 | 10.68 | 6.61
-15 |  |  | 13.24 | 5.5 | 12.87 | 6.12 | 12.66 | 6.5 | 12.44 | 6.74 | 12.07 | 7.08
-10 |  |  | 14.37 | 5.36 | 14.39 | 6.15 | 13.96 | 6.55 | 13.8 | 7.07 | 13.77 | 7.43 | 13.73 | 7.74
-7 |  |  | 14.56 | 5.34 | 14.16 | 5.52 | 14.14 | 6.77 | 14.12 | 7.53 | 14.06 | 7.64 | 13.12 | 7.75
-2 |  |  | 14.01 | 4.63 | 13.48 | 5.2 | 13.14 | 5.65 | 12.67 | 6.1 | 12.28 | 6.93 | 11.63 | 7.69 | 11.02 | 8.63
2 |  |  | 13.58 | 3.92 | 12.94 | 4.4 | 12.05 | 4.53 | 11.03 | 4.66 | 10.58 | 5.29 | 10.03 | 5.83 | 9.5 | 6.6
7 |  |  | 16.8 | 3.51 | 16 | 3.62 | 15.7 | 4.26 | 15.4 | 4.49 | 15.2 | 4.84 | 15 | 5.18 | 14.81 | 5.6 | 14.03 | 6.19
10 |  |  | 18.25 | 3.55 | 17.04 | 3.85 | 16.75 | 4.31 | 16.47 | 4.72 | 15.64 | 5.31 | 14.82 | 6.01 | 14.37 | 6.43 | 13.61 | 6.81
15 |  |  | 20.68 | 3.63 | 19.3 | 3.92 | 19.03 | 4.32 | 18.76 | 4.8 | 17.82 | 5.4 | 16.88 | 6.05 | 16.37 | 6.3 | 15.5 | 6.74
20 |  |  | 23.1 | 3.73 | 21.56 | 4 | 21.31 | 4.42 | 20.62 | 4.78 | 19.79 | 5.38 | 18.95 | 5.98 | 18 | 6.11 | 17.4 | 6.23
[AE160RXYDGG]
LWE(℃) | Column10 | Column9 | 30 | Column1 | 35 | Column2 | 40 | Column3 | 45 | Column4 | 50 | Column5 | 55 | Column6 | 60 | Column7 | 65 | Column8
Tamb(℃) |  |  | HC(kW) | PI(kW) | HC(kW) | PI(kW) | HC(kW) | PI(kW) | HC(kW) | PI(kW) | HC(kW) | PI(kW) | HC(kW) | PI(kW) | HC(kW) | PI(kW) | HC(kW) | PI(kW)
-20 |  |  | 11.87 | 5.4 | 11.3 | 5.95 | 10.99 | 6.34 | 10.68 | 6.61
-15 |  |  | 13.24 | 5.5 | 12.87 | 6.12 | 12.66 | 6.5 | 12.44 | 6.74 | 12.07 | 7.08
-10 |  |  | 14.37 | 5.36 | 14.39 | 6.15 | 13.96 | 6.55 | 13.8 | 7.07 | 13.77 | 7.43 | 13.73 | 7.74
-7 |  |  | 14.56 | 5.34 | 14.16 | 5.52 | 14.14 | 6.77 | 14.12 | 7.53 | 14.06 | 7.64 | 13.12 | 7.75
-2 |  |  | 14.01 | 4.63 | 13.48 | 5.2 | 13.14 | 5.65 | 12.67 | 6.1 | 12.28 | 6.93 | 11.63 | 7.69 | 11.02 | 8.63
2 |  |  | 13.58 | 3.92 | 12.94 | 4.4 | 12.05 | 4.53 | 11.03 | 4.66 | 10.58 | 5.29 | 10.03 | 5.83 | 9.5 | 6.6
7 |  |  | 16.8 | 3.51 | 16 | 3.62 | 15.7 | 4.26 | 15.4 | 4.49 | 15.2 | 4.84 | 15 | 5.18 | 14.81 | 5.6 | 14.03 | 6.19
10 |  |  | 18.25 | 3.55 | 17.04 | 3.85 | 16.75 | 4.31 | 16.47 | 4.72 | 15.64 | 5.31 | 14.82 | 6.01 | 14.37 | 6.43 | 13.61 | 6.81
15 |  |  | 20.68 | 3.63 | 19.3 | 3.92 | 19.03 | 4.32 | 18.76 | 4.8 | 17.82 | 5.4 | 16.88 | 6.05 | 16.37 | 6.3 | 15.5 | 6.74
20 |  |  | 23.1 | 3.73 | 21.56 | 4 | 21.31 | 4.42 | 20.62 | 4.78 | 19.79 | 5.38 | 18.95 | 5.98 | 18 | 6.11 | 17.4 | 6.23
split R410a
AE120AXEDEH
LWT | 25 |  | 30 |  | 35 |  | 40 |  | 45 |  | 50 |  | 55
Tamb | HC(kW) | PI(kW) | HC(kW) | PI(kW) | HC(kW) | PI(kW) | HC(kW) | PI(kW) | HC(kW) | PI(kW) | HC(kW) | PI(kW) | HC(kW) | PI(kW)
-20 | 9.28 | 3.19 | 9.02 | 3.42 | 8.59 | 3.84 | 8.27 | 4.1 | 7.93 | 4.52
-15 | 10.46 | 3.54 | 10.17 | 3.79 | 9.69 | 4.26 | 9.51 | 4.53 | 9.43 | 4.71 | 9.14 | 4.93
-10 | 12.07 | 3.91 | 11.73 | 4.19 | 11.17 | 4.71 | 11.18 | 4.87 | 10.83 | 4.99 | 10.51 | 5.23 | 9.75 | 5.62
-7 | 11.59 | 4.01 | 11.28 | 4.2 | 11.07 | 4.72 | 11.06 | 5.09 | 10.82 | 5.56 | 10.38 | 5.48 | 9.95 | 5.3
-2 | 11.44 | 3.31 | 11.12 | 3.49 | 10.59 | 3.81 | 10.72 | 4.3 | 10.3 | 4.69 | 9.78 | 5.12 | 9.27 | 5.58
2 | 11.64 | 2.75 | 11.32 | 2.95 | 10.78 | 3.32 | 10.39 | 3.51 | 9.78 | 3.7 | 9.29 | 4.17 | 8.8 | 4.54
7 | 12.96 | 2.15 | 12.6 | 2.36 | 12 | 2.59 | 11.75 | 2.97 | 11.5 | 3.23 | 11.26 | 3.6 | 11.01 | 3.83
10 | 13.88 | 2.21 | 13.48 | 2.38 | 12.85 | 2.66 | 12.6 | 3 | 12.36 | 3.34 | 11.74 | 3.75 | 11.12 | 4.17
15 | 15.83 | 2.24 | 15.39 | 2.41 | 14.65 | 2.7 | 14.42 | 3.01 | 14.18 | 3.42 | 13.47 | 3.85 | 12.76 | 4.26
20 | 18.14 | 2.23 | 17.64 | 2.39 | 16.8 | 2.69 | 16.56 | 3.02 | 16.32 | 3.42 | 15.5 | 3.85 | 14.69 | 4.28
AE140AXEDEH
LWT | 25 |  | 30 |  | 35 |  | 40 |  | 45 |  | 50 |  | 55
Tamb | HC(kW) | PI(kW) | HC(kW) | PI(kW) | HC(kW) | PI(kW) | HC(kW) | PI(kW) | HC(kW) | PI(kW) | HC(kW) | PI(kW) | HC(kW) | PI(kW)
-20 | 10.93 | 3.69 | 10.62 | 3.96 | 10.12 | 4.45 | 9.73 | 4.75 | 9.34 | 5.24
-15 | 12.45 | 3.9 | 12.1 | 4.19 | 11.52 | 4.7 | 11.2 | 5 | 10.87 | 5.29 | 10.55 | 5.55
-10 | 14.29 | 4.11 | 13.89 | 4.4 | 13.23 | 4.95 | 12.83 | 5.22 | 12.44 | 5.5 | 12.06 | 5.77 | 11.19 | 6.32
-7 | 13.5 | 3.82 | 13.13 | 4.09 | 12.5 | 4.6 | 12.23 | 5.19 | 11.97 | 5.78 | 11.49 | 5.86 | 11.01 | 5.94
-2 | 13.28 | 3.39 | 12.92 | 3.63 | 12.3 | 4.08 | 11.83 | 4.48 | 11.36 | 4.88 | 10.79 | 5.49 | 10.23 | 6.1
2 | 13.07 | 2.95 | 12.71 | 3.17 | 12.1 | 3.56 | 11.43 | 3.77 | 10.76 | 3.97 | 10.22 | 4.47 | 9.68 | 4.96
7 | 15.12 | 2.61 | 14.7 | 2.8 | 14 | 3.15 | 13.5 | 3.45 | 13 | 3.75 | 12.72 | 4.1 | 12.45 | 4.44
10 | 16.52 | 2.64 | 16.06 | 2.83 | 15.29 | 3.18 | 14.84 | 3.51 | 14.39 | 3.84 | 13.67 | 4.33 | 12.95 | 4.81
15 | 18.84 | 2.68 | 18.32 | 2.87 | 17.45 | 3.22 | 17.08 | 3.56 | 16.72 | 4 | 15.88 | 4.5 | 15.05 | 5
20 | 21.17 | 2.71 | 20.58 | 2.91 | 19.6 | 3.27 | 19.32 | 3.68 | 19.04 | 4.16 | 18.09 | 4.68 | 17.14 | 5.2
AE160AXEDEH
LWT | 25 |  | 30 |  | 35 |  | 40 |  | 45 |  | 50 |  | 55
Tamb | HC(kW) | PI(kW) | HC(kW) | PI(kW) | HC(kW) | PI(kW) | HC(kW) | PI(kW) | HC(kW) | PI(kW) | HC(kW) | PI(kW) | HC(kW) | PI(kW)
-20 | 12.08 | 4.65 | 11.74 | 4.99 | 11.18 | 5.61 | 10.75 | 5.97 | 10.32 | 6.59
-15 | 13.61 | 4.91 | 13.23 | 5.27 | 12.61 | 5.92 | 12.37 | 6.3 | 12.27 | 6.54 | 11.9 | 6.87
-10 | 15.68 | 5.46 | 15.25 | 5.85 | 14.53 | 6.58 | 14.53 | 6.79 | 14.08 | 6.93 | 13.66 | 7.28 | 12.54 | 7.82
-7 | 14.16 | 5.33 | 13.77 | 5.58 | 13.52 | 6.27 | 13.51 | 6.77 | 13.21 | 7.4 | 12.68 | 7.3 | 11.79 | 7.04
-2 | 14.11 | 4.4 | 13.72 | 4.63 | 13.06 | 5.07 | 13.22 | 5.72 | 12.7 | 6.23 | 12.06 | 6.81 | 11.09 | 7.43
2 | 14.5 | 3.66 | 14.1 | 3.93 | 13.43 | 4.41 | 12.94 | 4.66 | 12.18 | 4.91 | 11.57 | 5.53 | 10.63 | 6.04
7 | 17.28 | 3.12 | 16.8 | 3.42 | 16 | 3.76 | 15.65 | 4.23 | 15.3 | 4.54 | 14.95 | 5.03 | 14.6 | 5.32
10 | 18.5 | 3.21 | 17.98 | 3.45 | 17.13 | 3.87 | 16.79 | 4.3 | 16.45 | 4.73 | 15.63 | 5.32 | 14.81 | 5.92
15 | 21.1 | 3.25 | 20.52 | 3.49 | 19.54 | 3.93 | 19.22 | 4.35 | 18.89 | 4.9 | 17.94 | 5.51 | 17 | 6.12
20 | 24.19 | 3.24 | 23.52 | 3.47 | 22.4 | 3.9 | 22.08 | 4.39 | 21.76 | 4.97 | 20.67 | 5.59 | 19.58 | 6.21
AE120AXEDGH
LWT | 25 |  | 30 |  | 35 |  | 40 |  | 45 |  | 50 |  | 55
Tamb | HC(kW) | PI(kW) | HC(kW) | PI(kW) | HC(kW) | PI(kW) | HC(kW) | PI(kW) | HC(kW) | PI(kW) | HC(kW) | PI(kW) | HC(kW) | PI(kW)
-20 | 9.28 | 3.19 | 9.02 | 3.42 | 8.59 | 3.84 | 8.27 | 4.1 | 7.93 | 4.52
-15 | 10.46 | 3.54 | 10.17 | 3.79 | 9.69 | 4.26 | 9.51 | 4.53 | 9.43 | 4.71 | 9.14 | 4.93
-10 | 12.07 | 3.91 | 11.73 | 4.19 | 11.17 | 4.71 | 11.18 | 4.87 | 10.83 | 4.99 | 10.51 | 5.23 | 9.75 | 5.62
-7 | 11.59 | 4.01 | 11.28 | 4.2 | 11.07 | 4.72 | 11.06 | 5.09 | 10.82 | 5.56 | 10.38 | 5.48 | 9.95 | 5.3
-2 | 11.44 | 3.31 | 11.12 | 3.49 | 10.59 | 3.81 | 10.72 | 4.3 | 10.3 | 4.69 | 9.78 | 5.12 | 9.27 | 5.58
2 | 11.64 | 2.75 | 11.32 | 2.95 | 10.78 | 3.32 | 10.39 | 3.51 | 9.78 | 3.7 | 9.29 | 4.17 | 8.8 | 4.54
7 | 12.96 | 2.15 | 12.6 | 2.36 | 12 | 2.59 | 11.75 | 2.97 | 11.5 | 3.23 | 11.26 | 3.6 | 11.01 | 3.83
10 | 13.88 | 2.21 | 13.48 | 2.38 | 12.85 | 2.66 | 12.6 | 3 | 12.36 | 3.34 | 11.74 | 3.75 | 11.12 | 4.17
15 | 15.83 | 2.24 | 15.39 | 2.41 | 14.65 | 2.7 | 14.42 | 3.01 | 14.18 | 3.42 | 13.47 | 3.85 | 12.76 | 4.26
20 | 18.14 | 2.23 | 17.64 | 2.39 | 16.8 | 2.69 | 16.56 | 3.02 | 16.32 | 3.42 | 15.5 | 3.85 | 14.69 | 4.28
AE140AXEDGH
LWT | 25 |  | 30 |  | 35 |  | 40 |  | 45 |  | 50 |  | 55
Tamb | HC(kW) | PI(kW) | HC(kW) | PI(kW) | HC(kW) | PI(kW) | HC(kW) | PI(kW) | HC(kW) | PI(kW) | HC(kW) | PI(kW) | HC(kW) | PI(kW)
-20 | 10.93 | 3.69 | 10.62 | 3.96 | 10.12 | 4.45 | 9.73 | 4.75 | 9.34 | 5.24
-15 | 12.45 | 3.9 | 12.1 | 4.19 | 11.52 | 4.7 | 11.2 | 5 | 10.87 | 5.29 | 10.55 | 5.55
-10 | 14.29 | 4.11 | 13.89 | 4.4 | 13.23 | 4.95 | 12.83 | 5.22 | 12.44 | 5.5 | 12.06 | 5.77 | 11.19 | 6.32
-7 | 13.5 | 3.82 | 13.13 | 4.09 | 12.5 | 4.6 | 12.23 | 5.19 | 11.97 | 5.78 | 11.49 | 5.86 | 11.01 | 5.94
-2 | 13.28 | 3.39 | 12.92 | 3.63 | 12.3 | 4.08 | 11.83 | 4.48 | 11.36 | 4.88 | 10.79 | 5.49 | 10.23 | 6.1
2 | 13.07 | 2.95 | 12.71 | 3.17 | 12.1 | 3.56 | 11.43 | 3.77 | 10.76 | 3.97 | 10.22 | 4.47 | 9.68 | 4.96
7 | 15.12 | 2.61 | 14.7 | 2.8 | 14 | 3.15 | 13.5 | 3.45 | 13 | 3.75 | 12.72 | 4.1 | 12.45 | 4.44
10 | 16.52 | 2.64 | 16.06 | 2.83 | 15.29 | 3.18 | 14.84 | 3.51 | 14.39 | 3.84 | 13.67 | 4.33 | 12.95 | 4.81
15 | 18.84 | 2.68 | 18.32 | 2.87 | 17.45 | 3.22 | 17.08 | 3.56 | 16.72 | 4 | 15.88 | 4.5 | 15.05 | 5
20 | 21.17 | 2.71 | 20.58 | 2.91 | 19.6 | 3.27 | 19.32 | 3.68 | 19.04 | 4.16 | 18.09 | 4.68 | 17.14 | 5.2
AE160AXEDGH
LWT | 25 |  | 30 |  | 35 |  | 40 |  | 45 |  | 50 |  | 55
Tamb | HC(kW) | PI(kW) | HC(kW) | PI(kW) | HC(kW) | PI(kW) | HC(kW) | PI(kW) | HC(kW) | PI(kW) | HC(kW) | PI(kW) | HC(kW) | PI(kW)
-20 | 12.08 | 4.65 | 11.74 | 4.99 | 11.18 | 5.61 | 10.75 | 5.97 | 10.32 | 6.59
-15 | 13.61 | 4.91 | 13.23 | 5.27 | 12.61 | 5.92 | 12.37 | 6.3 | 12.27 | 6.54 | 11.9 | 6.87
-10 | 15.68 | 5.46 | 15.25 | 5.85 | 14.53 | 6.58 | 14.53 | 6.79 | 14.08 | 6.93 | 13.66 | 7.28 | 12.54 | 7.82
-7 | 14.16 | 5.33 | 13.77 | 5.58 | 13.52 | 6.27 | 13.51 | 6.77 | 13.21 | 7.4 | 12.68 | 7.3 | 11.79 | 7.04
-2 | 14.11 | 4.4 | 13.72 | 4.63 | 13.06 | 5.07 | 13.22 | 5.72 | 12.7 | 6.23 | 12.06 | 6.81 | 11.09 | 7.43
2 | 14.5 | 3.66 | 14.1 | 3.93 | 13.43 | 4.41 | 12.94 | 4.66 | 12.18 | 4.91 | 11.57 | 5.53 | 10.63 | 6.04
7 | 17.28 | 3.12 | 16.8 | 3.42 | 16 | 3.76 | 15.65 | 4.23 | 15.3 | 4.54 | 14.95 | 5.03 | 14.6 | 5.32
10 | 18.5 | 3.21 | 17.98 | 3.45 | 17.13 | 3.87 | 16.79 | 4.3 | 16.45 | 4.73 | 15.63 | 5.32 | 14.81 | 5.92
15 | 21.1 | 3.25 | 20.52 | 3.49 | 19.54 | 3.93 | 19.22 | 4.35 | 18.89 | 4.9 | 17.94 | 5.51 | 17 | 6.12
20 | 24.19 | 3.24 | 23.52 | 3.47 | 22.4 | 3.9 | 22.08 | 4.39 | 21.76 | 4.97 | 20.67 | 5.59 | 19.58 | 6.21
TDM 410
AE120BXYDEG
Mono HT Quiet | [20 empty] | AE140BXYDEG
AE080BXYDEG
LWT | 25 |  | 30 |  | 35 |  | 40 |  | 45 |  | 50 |  | 55 |  | 60 |  | 65 |  | 70
Tamb | HC(kW) | PI(kW) | HC(kW) | PI(kW) | HC(kW) | PI(kW) | HC(kW) | PI(kW) | HC(kW) | PI(kW) | HC(kW) | PI(kW) | HC(kW) | PI(kW) | HC(kW) | PI(kW) | HC(kW) | PI(kW) | HC(kW) | PI(kW)
-20 | 8 | 3.05 | 8 | 3.2 | 8 | 3.39 | 8 | 3.59 | 8 | 3.84 | 8 | 4.09 | 8 | 4.31 | 9.11 | 5.13 | 8.75 | 5.26
-15 | 8 | 2.61 | 8 | 2.86 | 8 | 3.14 | 8 | 3.36 | 8 | 3.61 | 8 | 3.84 | 8 | 4.01 | 9.35 | 4.87 | 9.54 | 5.24 | 8 | 4.85
-10 | 8 | 2.28 | 8 | 2.47 | 8 | 2.72 | 8 | 2.88 | 8 | 3.06 | 8 | 3.33 | 8 | 3.56 | 9.65 | 4.48 | 10.01 | 4.96 | 10.21 | 5.27
-7 | 8 | 2.1 | 8 | 2.34 | 8 | 2.46 | 8 | 2.64 | 8 | 2.87 | 8 | 3.1 | 8 | 3.26 | 10.19 | 4.39 | 10.43 | 4.81 | 10.79 | 5.18
-2 | 8 | 1.95 | 8 | 2.05 | 8 | 2.1 | 8 | 2.32 | 8 | 2.57 | 8 | 2.69 | 8 | 2.79 | 10.36 | 3.92 | 10.8 | 4.62 | 11.04 | 4.86
2 | 8 | 1.62 | 8 | 1.72 | 8 | 1.82 | 8 | 2.01 | 8 | 2.26 | 8 | 2.44 | 8 | 2.58 | 10.11 | 3.57 | 10.63 | 4.21 | 11.01 | 4.75
7 | 8 | 1.29 | 8 | 1.43 | 8 | 1.6 | 8 | 1.8 | 8 | 2.05 | 8 | 2.23 | 8 | 2.5 | 9.11 | 3.16 | 9.66 | 3.79 | 10.03 | 4.29
10 | 8.92 | 1.18 | 8.95 | 1.35 | 8.98 | 1.57 | 9.02 | 1.8 | 9.05 | 2.11 | 9.08 | 2.38 | 9.11 | 2.71 | 9.57 | 3.11 | 10.08 | 3.72 | 10.43 | 4.25
15 | 9.1 | 1.09 | 9.14 | 1.26 | 9.2 | 1.49 | 9.26 | 1.71 | 9.3 | 2.01 | 9.36 | 2.29 | 9.42 | 2.62 | 9.85 | 3.01 | 10.33 | 3.59 | 10.67 | 4.1
20 | 9.39 | 0.99 | 9.48 | 1.14 | 9.57 | 1.34 | 9.66 | 1.5 | 9.74 | 1.77 | 9.83 | 2.08 | 9.91 | 2.46 | 10.31 | 2.82 | 10.76 | 3.38 | 11.08 | 4.04
AE120BXYDEG
LWT | 25 |  | 30 |  | 35 |  | 40 |  | 45 |  | 50 |  | 55 |  | 60 |  | 65 |  | 70
Tamb | HC(kW) | PI(kW) | HC(kW) | PI(kW) | HC(kW) | PI(kW) | HC(kW) | PI(kW) | HC(kW) | PI(kW) | HC(kW) | PI(kW) | HC(kW) | PI(kW) | HC(kW) | PI(kW) | HC(kW) | PI(kW) | HC(kW) | PI(kW)
-20 | 11.88 | 4.62 | 11.95 | 4.9 | 12 | 5.23 | 12 | 5.55 | 12 | 5.9 | 12 | 6.29 | 12 | 6.61 | 11.47 | 6.67 | 10.76 | 6.66
-15 | 12 | 4.23 | 12 | 4.53 | 12 | 4.83 | 12 | 5.23 | 12 | 5.63 | 12 | 5.93 | 12 | 6.28 | 12 | 6.57 | 11.53 | 6.66 | 11 | 6.67
-10 | 11.43 | 3.96 | 11.96 | 4.43 | 11.94 | 4.77 | 11.94 | 5.14 | 11.94 | 5.57 | 11.94 | 5.9 | 11.94 | 6.15 | 11.72 | 6.33 | 10.94 | 6.26 | 10.71 | 6.42
-7 | 11.93 | 3.85 | 11.85 | 4.1 | 11.95 | 4.47 | 11.95 | 4.86 | 11.95 | 5.32 | 11.95 | 5.75 | 11.95 | 6.07 | 11.65 | 6.13 | 11.18 | 6.16 | 11.06 | 6.4
-2 | 11.26 | 3.45 | 11.53 | 3.79 | 11.97 | 4.23 | 11.97 | 4.62 | 11.97 | 5.1 | 11.97 | 5.26 | 11.97 | 5.37 | 12.62 | 6.1 | 11.54 | 6.17 | 11.45 | 6.4
2 | 10.63 | 2.5 | 10.81 | 2.83 | 11.96 | 3.53 | 11.96 | 3.9 | 11.96 | 4.36 | 11.96 | 4.62 | 11.96 | 4.84 | 12.55 | 5.47 | 12.37 | 5.99 | 11.92 | 6.02
7 | 12 | 1.9 | 12 | 2.1 | 12 | 2.35 | 12 | 2.64 | 12 | 3 | 12 | 3.26 | 12 | 3.53 | 13.66 | 4.46 | 14.49 | 5.35 | 15.05 | 6.17
10 | 13.38 | 1.73 | 13.42 | 1.98 | 13.47 | 2.3 | 13.52 | 2.64 | 13.57 | 3.08 | 13.62 | 3.48 | 13.67 | 3.83 | 14.35 | 4.4 | 15.12 | 5.25 | 15.65 | 6.01
15 | 13.64 | 1.61 | 13.72 | 1.85 | 13.8 | 2.18 | 13.88 | 2.51 | 13.96 | 2.94 | 14.04 | 3.35 | 14.12 | 3.7 | 14.78 | 4.25 | 15.5 | 5.07 | 16.01 | 5.78
20 | 14.09 | 1.45 | 14.22 | 1.67 | 14.35 | 1.96 | 14.48 | 2.21 | 14.61 | 2.59 | 14.74 | 3.04 | 14.87 | 3.47 | 15.47 | 3.98 | 16.14 | 4.77 | 16.62 | 5.71
AE140BXYDEG
LWT | 25 |  | 30 |  | 35 |  | 40 |  | 45 |  | 50 |  | 55 |  | 60 |  | 65 |  | 70
Tamb | HC(kW) | PI(kW) | HC(kW) | PI(kW) | HC(kW) | PI(kW) | HC(kW) | PI(kW) | HC(kW) | PI(kW) | HC(kW) | PI(kW) | HC(kW) | PI(kW) | HC(kW) | PI(kW) | HC(kW) | PI(kW) | HC(kW) | PI(kW)
-20 | 12.96 | 5.13 | 13.42 | 5.59 | 13.87 | 6.11 | 13.94 | 6.52 | 13.6 | 6.78 | 12.74 | 6.79 | 12.12 | 6.79 | 11.54 | 6.78 | 10.88 | 6.79
-15 | 13.86 | 4.91 | 13.78 | 5.23 | 13.7 | 5.59 | 13.85 | 6.1 | 14 | 6.67 | 13.45 | 6.78 | 12.95 | 6.79 | 12.49 | 6.78 | 11.64 | 6.77 | 11.2 | 6.79
-10 | 12 | 4.2 | 12.56 | 4.7 | 13.11 | 5.29 | 13.45 | 5.85 | 13.79 | 6.51 | 12.95 | 6.47 | 12.42 | 6.47 | 12.32 | 6.59 | 11.12 | 6.43 | 11.01 | 6.62
-7 | 12.53 | 4.08 | 12.87 | 4.5 | 13.2 | 4.98 | 13.55 | 5.56 | 13.89 | 6.25 | 13.21 | 6.41 | 12.45 | 6.39 | 12.23 | 6.47 | 11.74 | 6.54 | 11.6 | 6.62
-2 | 11.82 | 3.67 | 12.11 | 4.02 | 12.4 | 4.42 | 12.74 | 4.96 | 13.07 | 5.62 | 13.61 | 6.03 | 13.98 | 6.48 | 13.25 | 6.47 | 12.12 | 6.51 | 11.85 | 6.49
2 | 11.52 | 2.73 | 11.71 | 3.09 | 11.9 | 3.55 | 12.42 | 4.09 | 12.94 | 4.76 | 13.27 | 5.18 | 13.5 | 5.51 | 13.59 | 5.99 | 13.4 | 6.56 | 12.91 | 6.79
7 | 14 | 2.24 | 14 | 2.48 | 14 | 2.77 | 14 | 3.11 | 14 | 3.54 | 14 | 3.85 | 14 | 4.18 | 14.8 | 4.9 | 15.7 | 5.88 | 16.3 | 6.78
10 | 14.49 | 1.89 | 14.54 | 2.17 | 14.59 | 2.52 | 14.65 | 2.89 | 14.7 | 3.38 | 14.76 | 3.82 | 14.81 | 4.21 | 15.55 | 4.83 | 16.38 | 5.77 | 16.95 | 6.61
15 | 14.78 | 1.76 | 14.86 | 2.03 | 14.95 | 2.39 | 15.04 | 2.75 | 15.12 | 3.23 | 15.21 | 3.67 | 15.3 | 4.07 | 16.01 | 4.67 | 16.79 | 5.58 | 17.34 | 6.36
20 | 15.26 | 1.59 | 15.4 | 1.83 | 15.55 | 2.15 | 15.69 | 2.42 | 15.83 | 2.84 | 15.97 | 3.34 | 16.11 | 3.81 | 16.76 | 4.38 | 17.48 | 5.24 | 18 | 6.27
AE080BXYDGG
LWT | 25 |  | 30 |  | 35 |  | 40 |  | 45 |  | 50 |  | 55 |  | 60 |  | 65 |  | 70
Tamb | HC(kW) | PI(kW) | HC(kW) | PI(kW) | HC(kW) | PI(kW) | HC(kW) | PI(kW) | HC(kW) | PI(kW) | HC(kW) | PI(kW) | HC(kW) | PI(kW) | HC(kW) | PI(kW) | HC(kW) | PI(kW) | HC(kW) | PI(kW)
-20 | 8 | 3.05 | 8 | 3.2 | 8 | 3.39 | 8 | 3.59 | 8 | 3.84 | 8 | 4.09 | 8 | 4.31 | 9.11 | 5.13 | 9.12 | 5.48
-15 | 8 | 2.61 | 8 | 2.86 | 8 | 3.14 | 8 | 3.36 | 8 | 3.61 | 8 | 3.84 | 8 | 4.01 | 9.35 | 4.87 | 9.54 | 5.24 | 8 | 4.85
-10 | 7.95 | 2.34 | 7.95 | 2.5 | 8 | 2.72 | 8 | 2.88 | 8 | 3.06 | 8 | 3.33 | 8 | 3.56 | 9.56 | 4.44 | 9.95 | 4.93 | 9.57 | 4.94
-7 | 7.96 | 2.18 | 7.96 | 2.33 | 7.96 | 2.54 | 7.96 | 2.77 | 7.96 | 3.03 | 7.96 | 3.15 | 8 | 3.26 | 9.98 | 4.29 | 9.98 | 4.6 | 9.68 | 4.65
-2 | 7.97 | 2.07 | 7.97 | 2.22 | 7.97 | 2.41 | 7.97 | 2.63 | 7.97 | 2.82 | 7.97 | 2.95 | 7.98 | 3.06 | 9.9 | 4.2 | 9.79 | 4.49 | 9.64 | 4.86
2 | 7.98 | 1.59 | 7.98 | 1.77 | 7.98 | 2.01 | 7.98 | 2.22 | 7.98 | 2.49 | 7.98 | 2.64 | 7.98 | 2.76 | 9.41 | 3.6 | 9.49 | 4.1 | 9.35 | 4.32
7 | 8 | 1.29 | 8 | 1.43 | 8 | 1.6 | 8 | 1.8 | 8 | 2.05 | 8 | 2.23 | 8 | 2.5 | 9.11 | 3.16 | 9.66 | 3.79 | 10.03 | 4.37
10 | 8.92 | 1.18 | 8.95 | 1.35 | 8.98 | 1.57 | 9.02 | 1.8 | 9.05 | 2.11 | 9.08 | 2.38 | 9.11 | 2.71 | 9.57 | 3.11 | 10.08 | 3.72 | 10.43 | 4.26
15 | 9.1 | 1.09 | 9.14 | 1.26 | 9.2 | 1.49 | 9.26 | 1.71 | 9.3 | 2.01 | 9.36 | 2.29 | 9.42 | 2.62 | 9.85 | 3.01 | 10.33 | 3.59 | 10.67 | 4.1
20 | 9.39 | 0.99 | 9.48 | 1.14 | 9.57 | 1.34 | 9.66 | 1.5 | 9.74 | 1.77 | 9.83 | 2.08 | 9.91 | 2.46 | 10.31 | 2.82 | 10.76 | 3.38 | 11.08 | 4.04
AE120BXYDGG
LWT | 25 |  | 30 |  | 35 |  | 40 |  | 45 |  | 50 |  | 55 |  | 60 |  | 65 |  | 70
Tamb | HC(kW) | PI(kW) | HC(kW) | PI(kW) | HC(kW) | PI(kW) | HC(kW) | PI(kW) | HC(kW) | PI(kW) | HC(kW) | PI(kW) | HC(kW) | PI(kW) | HC(kW) | PI(kW) | HC(kW) | PI(kW) | HC(kW) | PI(kW)
-20 | 11.88 | 4.62 | 11.95 | 4.9 | 12 | 5.23 | 12 | 5.55 | 12 | 5.9 | 12 | 6.29 | 12 | 6.61 | 12 | 6.98 | 12 | 7.43
-15 | 12 | 4.23 | 12 | 4.53 | 12 | 4.83 | 12 | 5.23 | 12 | 5.63 | 12 | 5.93 | 12 | 6.28 | 12 | 6.65 | 12 | 7 | 12 | 7.28
-10 | 11.43 | 3.96 | 11.96 | 4.43 | 11.94 | 4.77 | 11.94 | 5.14 | 11.94 | 5.57 | 11.94 | 5.9 | 11.94 | 6.15 | 12.75 | 6.88 | 13.27 | 7.59 | 12.76 | 7.65
-7 | 11.93 | 3.85 | 11.85 | 4.1 | 11.95 | 4.47 | 11.95 | 4.86 | 11.95 | 5.32 | 11.95 | 5.75 | 11.95 | 6.07 | 13.3 | 7 | 13.3 | 7.33 | 12.67 | 7.29
-2 | 11.26 | 3.45 | 11.53 | 3.79 | 11.97 | 4.23 | 11.97 | 4.62 | 11.97 | 5.1 | 11.97 | 5.26 | 11.97 | 5.37 | 13.2 | 6.38 | 13.05 | 6.97 | 12.86 | 7.18
2 | 10.63 | 2.5 | 10.81 | 2.83 | 11.96 | 3.53 | 11.96 | 3.9 | 11.96 | 4.36 | 11.96 | 4.62 | 11.96 | 4.84 | 12.55 | 5.47 | 12.66 | 6.13 | 12.46 | 6.29
7 | 12 | 1.9 | 12 | 2.1 | 12 | 2.35 | 12 | 2.64 | 12 | 3 | 12 | 3.26 | 12 | 3.53 | 13.66 | 4.46 | 14.49 | 5.35 | 15.05 | 6.17
10 | 13.38 | 1.73 | 13.42 | 1.98 | 13.47 | 2.3 | 13.52 | 2.64 | 13.57 | 3.08 | 13.62 | 3.48 | 13.67 | 3.83 | 14.35 | 4.4 | 15.12 | 5.25 | 15.65 | 6.01
15 | 13.64 | 1.61 | 13.72 | 1.85 | 13.8 | 2.18 | 13.88 | 2.51 | 13.96 | 2.94 | 14.04 | 3.35 | 14.12 | 3.7 | 14.78 | 4.25 | 15.5 | 5.07 | 16.01 | 5.78
20 | 14.09 | 1.45 | 14.22 | 1.67 | 14.35 | 1.96 | 14.48 | 2.21 | 14.61 | 2.59 | 14.74 | 3.04 | 14.87 | 3.47 | 15.47 | 3.98 | 16.14 | 4.77 | 16.62 | 5.71
AE140BXYDGG
LWT | 25 |  | 30 |  | 35 |  | 40 |  | 45 |  | 50 |  | 55 |  | 60 |  | 65 |  | 70
Tamb | HC(kW) | PI(kW) | HC(kW) | PI(kW) | HC(kW) | PI(kW) | HC(kW) | PI(kW) | HC(kW) | PI(kW) | HC(kW) | PI(kW) | HC(kW) | PI(kW) | HC(kW) | PI(kW) | HC(kW) | PI(kW) | HC(kW) | PI(kW)
-20 | 12.96 | 5.13 | 13.42 | 5.59 | 13.87 | 6.11 | 13.94 | 6.52 | 14 | 6.98 | 14 | 7.46 | 14 | 7.84 | 14 | 8.23 | 14 | 8.77
-15 | 13.86 | 4.91 | 13.78 | 5.23 | 13.7 | 5.59 | 13.85 | 6.1 | 14 | 6.67 | 14 | 7.08 | 14 | 7.35 | 14 | 7.71 | 14 | 8.17 | 14 | 8.49
-10 | 12 | 4.2 | 12.56 | 4.7 | 13.11 | 5.29 | 13.45 | 5.85 | 13.79 | 6.51 | 13.89 | 6.94 | 13.96 | 7.27 | 13.96 | 7.61 | 13.97 | 8.08 | 13.4 | 8.09
-7 | 12.53 | 4.08 | 12.87 | 4.5 | 13.2 | 4.98 | 13.55 | 5.56 | 13.89 | 6.25 | 13.94 | 6.76 | 13.97 | 7.17 | 13.97 | 7.43 | 13.97 | 7.78 | 13.3 | 7.59
-2 | 11.82 | 3.67 | 12.11 | 4.02 | 12.4 | 4.42 | 12.74 | 4.96 | 13.07 | 5.62 | 13.61 | 6.03 | 13.98 | 6.34 | 13.86 | 6.77 | 13.7 | 7.27 | 13.5 | 7.37
2 | 11.52 | 2.73 | 11.71 | 3.09 | 11.9 | 3.55 | 12.42 | 4.09 | 12.94 | 4.76 | 13.27 | 5.18 | 13.5 | 5.51 | 13.59 | 5.99 | 13.71 | 6.71 | 13.5 | 7.1
7 | 14 | 2.24 | 14 | 2.48 | 14 | 2.77 | 14 | 3.11 | 14 | 3.54 | 14 | 3.85 | 14 | 4.18 | 14.8 | 4.9 | 15.7 | 5.88 | 16.3 | 6.78
10 | 14.49 | 1.89 | 14.54 | 2.17 | 14.59 | 2.52 | 14.65 | 2.89 | 14.7 | 3.38 | 14.76 | 3.82 | 14.81 | 4.21 | 15.55 | 4.83 | 16.38 | 5.77 | 16.95 | 6.61
15 | 14.78 | 1.76 | 14.86 | 2.03 | 14.95 | 2.39 | 15.04 | 2.75 | 15.12 | 3.23 | 15.21 | 3.67 | 15.3 | 4.07 | 16.01 | 4.67 | 16.79 | 5.58 | 17.34 | 6.36
20 | 15.26 | 1.59 | 15.4 | 1.83 | 15.55 | 2.15 | 15.69 | 2.42 | 15.83 | 2.84 | 15.97 | 3.34 | 16.11 | 3.81 | 16.76 | 4.38 | 17.48 | 5.24 | 18 | 6.27

## TDM(Integrated) (hidden)
AE044MXTPEH | [14 empty] | AE066MXTPEH | [14 empty] | AE090MXTPEH | [14 empty] | AE090MXTPGH | [14 empty] | AE120MXTPEH | [14 empty] | AE160MXTPEH
LWT(℃) | 25 |  | 30 |  | 35 |  | 40 |  | 45 |  | 50 |  | 55 |  | LWT(℃) | 25 |  | 30 |  | 35 |  | 40 |  | 45 |  | 50 |  | 55 |  | LWT(℃) | 25 |  | 30 |  | 35 |  | 40 |  | 45 |  | 50 |  | 55 |  | LWT(℃) | 25 |  | 30 |  | 35 |  | 40 |  | 45 |  | 50 |  | 55 |  | LWT(℃) | 25 |  | 30 |  | 35 |  | 40 |  | 45 |  | 50 |  | 55 |  | LWT(℃) | 25 |  | 30 |  | 35 |  | 40 |  | 45 |  | 50 |  | 55
Tamb(℃) | HC(kW) | PI(kW) | HC(kW) | PI(kW) | HC(kW) | PI(kW) | HC(kW) | PI(kW) | HC(kW) | PI(kW) | HC(kW) | PI(kW) | HC(kW) | PI(kW) | Tamb(℃) | HC(kW) | PI(kW) | HC(kW) | PI(kW) | HC(kW) | PI(kW) | HC(kW) | PI(kW) | HC(kW) | PI(kW) | HC(kW) | PI(kW) | HC(kW) | PI(kW) | Tamb(℃) | HC(kW) | PI(kW) | HC(kW) | PI(kW) | HC(kW) | PI(kW) | HC(kW) | PI(kW) | HC(kW) | PI(kW) | HC(kW) | PI(kW) | HC(kW) | PI(kW) | Tamb(℃) | HC(kW) | PI(kW) | HC(kW) | PI(kW) | HC(kW) | PI(kW) | HC(kW) | PI(kW) | HC(kW) | PI(kW) | HC(kW) | PI(kW) | HC(kW) | PI(kW) | Tamb(℃) | HC(kW) | PI(kW) | HC(kW) | PI(kW) | HC(kW) | PI(kW) | HC(kW) | PI(kW) | HC(kW) | PI(kW) | HC(kW) | PI(kW) | HC(kW) | PI(kW) | Tamb(℃) | HC(kW) | PI(kW) | HC(kW) | PI(kW) | HC(kW) | PI(kW) | HC(kW) | PI(kW) | HC(kW) | PI(kW) | HC(kW) | PI(kW) | HC(kW) | PI(kW)
-20 | 3.37 | 1.24 | 3.27 | 1.33 | 3.12 | 1.5 | 3 | 1.6 | 2.88 | 1.76 |  |  |  |  | -20 | 5.06 | 1.97 | 4.92 | 2.11 | 4.68 | 2.37 | 4.5 | 2.53 | 4.32 | 2.79 |  |  |  |  | -20 | 6.89 | 2.83 | 6.7 | 3.04 | 6.38 | 3.41 | 6.13 | 3.64 | 5.89 | 4.02 |  |  |  |  | -20 | 6.89 | 2.83 | 6.7 | 3.04 | 6.38 | 3.41 | 6.13 | 3.64 | 5.89 | 4.02 |  |  |  |  | -20 | 9.2 | 3.64 | 8.94 | 3.9 | 8.52 | 4.38 | 8.18 | 4.67 | 7.85 | 5.16 |  |  |  |  | -20 | 11.97 | 5.54 | 11.64 | 5.66 | 11.08 | 6.36 | 10.66 | 6.79 | 10.22 | 7.49
-15 | 3.84 | 1.4 | 3.73 | 1.49 | 3.55 | 1.68 | 3.48 | 1.79 | 3.46 | 1.85 | 3.35 | 1.95 |  |  | -15 | 5.76 | 2.21 | 5.6 | 2.36 | 5.33 | 2.66 | 5.23 | 2.82 | 5.18 | 2.93 | 5.04 | 3.08 |  |  | -15 | 7.85 | 3.18 | 7.63 | 3.41 | 7.27 | 3.83 | 7.13 | 4.06 | 7.08 | 4.22 | 6.86 | 4.44 |  |  | -15 | 7.85 | 3.18 | 7.63 | 3.41 | 7.27 | 3.83 | 7.13 | 4.06 | 7.08 | 4.22 | 6.86 | 4.44 |  |  | -15 | 10.47 | 4.07 | 10.17 | 4.37 | 9.69 | 4.91 | 9.51 | 5.22 | 9.44 | 5.42 | 9.15 | 5.7 |  |  | -15 | 13.62 | 5.92 | 13.24 | 6.35 | 12.62 | 7.13 | 12.39 | 7.58 | 12.28 | 7.87 | 11.92 | 8.27
-10 | 4.1 | 1.36 | 3.99 | 1.45 | 3.8 | 1.64 | 3.8 | 1.83 | 3.68 | 1.98 | 3.58 | 2.08 | 3.39 | 2.17 | -10 | 6.04 | 2.15 | 5.87 | 2.3 | 5.6 | 2.59 | 5.6 | 2.88 | 5.42 | 3.14 | 5.26 | 3.3 | 4.88 | 3.53 | -10 | 8.41 | 3.1 | 8.17 | 3.32 | 7.78 | 3.73 | 7.78 | 4.16 | 7.55 | 4.53 | 7.32 | 4.75 | 6.79 | 5.1 | -10 | 8.41 | 3.1 | 8.17 | 3.32 | 7.78 | 3.73 | 7.78 | 4.16 | 7.55 | 4.53 | 7.32 | 4.75 | 6.79 | 5.1 | -10 | 11.2 | 3.97 | 10.9 | 4.26 | 10.37 | 4.57 | 10.38 | 5.34 | 10.05 | 5.81 | 9.76 | 6.09 | 9.06 | 6.55 | -10 | 14.77 | 5.78 | 14.36 | 6.18 | 13.68 | 6.64 | 13.69 | 7.74 | 13.27 | 8.43 | 12.87 | 8.85 | 11.94 | 9.51
-7 | 3.84 | 1.28 | 3.73 | 1.31 | 3.67 | 1.33 | 3.66 | 1.63 | 3.58 | 1.81 | 3.44 | 1.79 | 3.3 | 1.72 | -7 | 5.61 | 1.92 | 5.46 | 1.91 | 5.36 | 1.96 | 5.36 | 2.39 | 5.24 | 2.66 | 4.63 | 2.49 | 4.02 | 2.28 | -7 | 7.29 | 2.49 | 7.09 | 2.49 | 6.96 | 2.54 | 6.95 | 3.1 | 6.8 | 3.46 | 6.53 | 3.4 | 6.26 | 3.29 | -7 | 7.29 | 2.49 | 7.09 | 2.49 | 6.96 | 2.54 | 6.95 | 3.1 | 6.8 | 3.46 | 6.53 | 3.4 | 6.26 | 3.29 | -7 | 10.44 | 3.12 | 10.15 | 3.2 | 10.08 | 3.6 | 9.96 | 4.26 | 9.74 | 4.65 | 9.35 | 4.59 | 8.96 | 4.43 | -7 | 13.79 | 4.49 | 13.4 | 4.59 | 13.31 | 4.92 | 13.15 | 6.11 | 12.87 | 6.67 | 12.35 | 6.57 | 11.84 | 6.35
-2 | 3.97 | 1.12 | 3.87 | 1.19 | 3.68 | 1.29 | 3.72 | 1.46 | 3.57 | 1.59 | 3.39 | 1.73 | 3.21 | 1.9 | -2 | 5.79 | 1.69 | 5.62 | 1.78 | 5.36 | 1.94 | 5.42 | 2.19 | 5.2 | 2.39 | 4.94 | 2.6 | 4.68 | 2.84 | -2 | 7.59 | 2.18 | 7.38 | 2.29 | 7.03 | 2.5 | 7.11 | 2.82 | 6.82 | 3.07 | 6.48 | 3.35 | 6.14 | 3.66 | -2 | 7.59 | 2.18 | 7.38 | 2.29 | 7.03 | 2.5 | 7.11 | 2.82 | 6.82 | 3.07 | 6.48 | 3.35 | 6.14 | 3.66 | -2 | 10.87 | 3.04 | 10.56 | 3.2 | 10.48 | 3.5 | 10.17 | 3.93 | 9.76 | 4.28 | 9.27 | 4.67 | 8.78 | 5.09 | -2 | 13.93 | 4.2 | 13.54 | 4.43 | 13.43 | 4.84 | 13.05 | 5.45 | 12.52 | 5.93 | 11.9 | 6.48 | 11.27 | 7.07
2 | 4.23 | 0.99 | 4.12 | 1.06 | 3.92 | 1.19 | 3.78 | 1.26 | 3.56 | 1.32 | 3.38 | 1.49 | 3.2 | 1.63 | 2 | 6.13 | 1.52 | 5.97 | 1.64 | 5.68 | 1.84 | 5.48 | 1.94 | 5.16 | 2.05 | 4.9 | 2.31 | 4.64 | 2.51 | 2 | 8.15 | 1.93 | 7.93 | 2.08 | 7.55 | 2.33 | 7.27 | 2.47 | 6.84 | 2.6 | 6.5 | 2.93 | 6.16 | 3.19 | 2 | 8.15 | 1.93 | 7.93 | 2.08 | 7.55 | 2.33 | 7.27 | 2.47 | 6.84 | 2.6 | 6.5 | 2.93 | 6.16 | 3.19 | 2 | 11.64 | 2.81 | 11.32 | 3.01 | 10.78 | 3.39 | 10.39 | 3.59 | 9.78 | 3.78 | 9.29 | 4.25 | 8.8 | 4.64 | 2 | 14.5 | 3.75 | 14.1 | 4.02 | 13.43 | 4.52 | 12.94 | 4.78 | 12.18 | 5.04 | 11.57 | 5.67 | 10.96 | 6.18
7 | 4.75 | 0.77 | 4.62 | 0.85 | 4.4 | 0.93 | 4.2 | 1.07 | 4 | 1.16 | 3.91 | 1.3 | 3.83 | 1.37 | 7 | 7.13 | 1.22 | 6.93 | 1.34 | 6.6 | 1.47 | 6.35 | 1.68 | 6.1 | 1.83 | 5.45 | 1.88 | 4.8 | 1.85 | 7 | 9.72 | 1.76 | 9.45 | 1.93 | 9 | 2.12 | 8.65 | 2.36 | 8.3 | 2.5 | 8.12 | 2.78 | 7.95 | 2.96 | 7 | 9.72 | 1.76 | 9.45 | 1.93 | 9 | 2.12 | 8.65 | 2.36 | 8.3 | 2.5 | 8.12 | 2.78 | 7.95 | 2.96 | 7 | 12.96 | 2.26 | 12.6 | 2.47 | 12 | 2.72 | 11.6 | 3.07 | 11.2 | 3.3 | 10.96 | 3.68 | 10.72 | 3.91 | 7 | 17.28 | 3.28 | 16.8 | 3.59 | 16 | 3.95 | 15.5 | 4.42 | 15 | 4.71 | 14.8 | 5.12 | 14.6 | 5.32
10 | 5.09 | 0.8 | 4.95 | 0.85 | 4.71 | 0.96 | 4.54 | 1.08 | 4.37 | 1.2 | 4.15 | 1.35 | 3.93 | 1.5 | 10 | 7.63 | 1.25 | 7.42 | 1.35 | 7.07 | 1.51 | 6.85 | 1.7 | 6.62 | 1.9 | 6.3 | 2.13 | 5.97 | 2.37 | 10 | 10.41 | 1.81 | 10.11 | 1.94 | 9.63 | 2.18 | 9.33 | 2.4 | 9.03 | 2.62 | 8.58 | 2.95 | 8.12 | 3.27 | 10 | 10.41 | 1.81 | 10.11 | 1.94 | 9.63 | 2.18 | 9.33 | 2.4 | 9.03 | 2.62 | 8.58 | 2.95 | 8.12 | 3.27 | 10 | 13.88 | 2.33 | 13.48 | 2.49 | 12.85 | 2.79 | 12.49 | 3.12 | 12.13 | 3.44 | 11.52 | 3.87 | 10.92 | 4.29 | 10 | 18.5 | 3.38 | 17.98 | 3.62 | 17.13 | 4.06 | 16.68 | 4.5 | 16.23 | 4.93 | 15.42 | 5.54 | 14.6 | 6.15
15 | 5.8 | 0.81 | 5.64 | 0.87 | 5.37 | 0.97 | 5.24 | 1.08 | 5.12 | 1.22 | 4.86 | 1.38 | 4.61 | 1.53 | 15 | 8.7 | 1.28 | 8.47 | 1.37 | 8.06 | 1.53 | 7.89 | 1.71 | 7.71 | 1.94 | 7.33 | 2.18 | 6.94 | 2.42 | 15 | 11.87 | 1.84 | 11.54 | 1.97 | 11 | 2.21 | 10.75 | 2.44 | 10.51 | 2.73 | 9.99 | 3.08 | 9.46 | 3.43 | 15 | 11.87 | 1.84 | 11.54 | 1.97 | 11 | 2.21 | 10.75 | 2.44 | 10.51 | 2.73 | 9.99 | 3.08 | 9.46 | 3.43 | 15 | 15.83 | 2.36 | 15.39 | 2.53 | 14.65 | 2.84 | 14.36 | 3.15 | 14.06 | 3.55 | 13.36 | 3.99 | 12.66 | 4.44 | 15 | 21.1 | 3.42 | 20.52 | 3.67 | 19.54 | 4.12 | 19.16 | 4.55 | 18.78 | 5.12 | 17.84 | 5.76 | 16.9 | 6.41
20 | 6.65 | 0.8 | 6.47 | 0.86 | 6.16 | 0.97 | 6.07 | 1.09 | 5.98 | 1.23 | 5.68 | 1.38 | 5.39 | 1.54 | 20 | 9.98 | 1.27 | 9.7 | 1.36 | 9.24 | 1.53 | 9.11 | 1.72 | 8.98 | 1.94 | 8.53 | 2.18 | 8.08 | 2.43 | 20 | 13.61 | 1.83 | 13.23 | 1.96 | 12.6 | 2.2 | 12.42 | 2.48 | 12.24 | 2.8 | 11.63 | 3.15 | 11.02 | 3.5 | 20 | 13.61 | 1.83 | 13.23 | 1.96 | 12.6 | 2.2 | 12.42 | 2.48 | 12.24 | 2.8 | 11.63 | 3.15 | 11.02 | 3.5 | 20 | 18.14 | 2.34 | 17.64 | 2.51 | 16.8 | 2.82 | 16.56 | 3.18 | 16.32 | 3.59 | 15.5 | 4.04 | 14.69 | 4.49 | 20 | 24.19 | 3.4 | 23.52 | 3.65 | 22.4 | 4.1 | 22.08 | 4.61 | 21.76 | 5.22 | 20.67 | 5.87 | 19.58 | 6.52
[60 empty] | AE120MXTPGH | [14 empty] | AE160MXTPGH
[60 empty] | LWT(℃) | 25 |  | 30 |  | 35 |  | 40 |  | 45 |  | 50 |  | 55 |  | LWT(℃) | 25 |  | 30 |  | 35 |  | 40 |  | 45 |  | 50 |  | 55
[60 empty] | Tamb(℃) | HC(kW) | PI(kW) | HC(kW) | PI(kW) | HC(kW) | PI(kW) | HC(kW) | PI(kW) | HC(kW) | PI(kW) | HC(kW) | PI(kW) | HC(kW) | PI(kW) | Tamb(℃) | HC(kW) | PI(kW) | HC(kW) | PI(kW) | HC(kW) | PI(kW) | HC(kW) | PI(kW) | HC(kW) | PI(kW) | HC(kW) | PI(kW) | HC(kW) | PI(kW)
[60 empty] | -20 | 9.2 | 3.64 | 8.94 | 3.9 | 8.52 | 4.38 | 8.18 | 4.67 | 7.85 | 5.16 |  |  |  |  | -20 | 11.97 | 5.54 | 11.64 | 5.66 | 11.08 | 6.36 | 10.66 | 6.79 | 10.22 | 7.49
[60 empty] | -15 | 10.47 | 4.07 | 10.17 | 4.37 | 9.69 | 4.91 | 9.51 | 5.22 | 9.44 | 5.42 | 9.15 | 5.7 |  |  | -15 | 13.62 | 5.92 | 13.24 | 6.35 | 12.62 | 7.13 | 12.39 | 7.58 | 12.28 | 7.87 | 11.92 | 8.27
[60 empty] | -10 | 11.2 | 3.97 | 10.9 | 4.26 | 10.37 | 4.57 | 10.38 | 5.34 | 10.05 | 5.81 | 9.76 | 6.09 | 9.06 | 6.55 | -10 | 14.77 | 5.78 | 14.36 | 6.18 | 13.68 | 6.64 | 13.69 | 7.74 | 13.27 | 8.43 | 12.87 | 8.85 | 11.94 | 9.51
[60 empty] | -7 | 10.44 | 3.12 | 10.15 | 3.2 | 10.08 | 3.6 | 9.96 | 4.26 | 9.74 | 4.65 | 9.35 | 4.59 | 8.96 | 4.43 | -7 | 13.79 | 4.49 | 13.4 | 4.59 | 13.31 | 4.92 | 13.15 | 6.11 | 12.87 | 6.67 | 12.35 | 6.57 | 11.84 | 6.35
[60 empty] | -2 | 10.87 | 3.04 | 10.56 | 3.2 | 10.48 | 3.5 | 10.17 | 3.93 | 9.76 | 4.28 | 9.27 | 4.67 | 8.78 | 5.09 | -2 | 13.93 | 4.2 | 13.54 | 4.43 | 13.43 | 4.84 | 13.05 | 5.45 | 12.52 | 5.93 | 11.9 | 6.48 | 11.27 | 7.07
[60 empty] | 2 | 11.64 | 2.81 | 11.32 | 3.01 | 10.78 | 3.39 | 10.39 | 3.59 | 9.78 | 3.78 | 9.29 | 4.25 | 8.8 | 4.64 | 2 | 14.5 | 3.75 | 14.1 | 4.02 | 13.43 | 4.52 | 12.94 | 4.78 | 12.18 | 5.04 | 11.57 | 5.67 | 10.96 | 6.18
[60 empty] | 7 | 12.96 | 2.26 | 12.6 | 2.47 | 12 | 2.72 | 11.6 | 3.07 | 11.2 | 3.3 | 10.96 | 3.68 | 10.72 | 3.91 | 7 | 17.28 | 3.28 | 16.8 | 3.59 | 16 | 3.95 | 15.5 | 4.42 | 15 | 4.71 | 14.8 | 5.12 | 14.6 | 5.32
[60 empty] | 10 | 13.88 | 2.33 | 13.48 | 2.49 | 12.85 | 2.79 | 12.49 | 3.12 | 12.13 | 3.44 | 11.52 | 3.87 | 10.92 | 4.29 | 10 | 18.5 | 3.38 | 17.98 | 3.62 | 17.13 | 4.06 | 16.68 | 4.5 | 16.23 | 4.93 | 15.42 | 5.54 | 14.6 | 6.15
[60 empty] | 15 | 15.83 | 2.36 | 15.39 | 2.53 | 14.65 | 2.84 | 14.36 | 3.15 | 14.06 | 3.55 | 13.36 | 3.99 | 12.66 | 4.44 | 15 | 21.1 | 3.42 | 20.52 | 3.67 | 19.54 | 4.12 | 19.16 | 4.55 | 18.78 | 5.12 | 17.84 | 5.76 | 16.9 | 6.41
[60 empty] | 20 | 18.14 | 2.34 | 17.64 | 2.51 | 16.8 | 2.82 | 16.56 | 3.18 | 16.32 | 3.59 | 15.5 | 4.04 | 14.69 | 4.49 | 20 | 24.19 | 3.4 | 23.52 | 3.65 | 22.4 | 4.1 | 22.08 | 4.61 | 21.76 | 5.22 | 20.67 | 5.87 | 19.58 | 6.52